## Read me first!
User Warning
This database was assembled largely from information received from all the air districts in California except the Bay Area AQMD, with supplemental information supplied by the California Department of Corrections, The Office of Energy Assessments of the California Department of General Services, PG&E, Silicon Valley Power, and a major telecommunications company operating in the state. The user of this inventory needs to be aware of several assumptions made in assembling elements of the database, as well as several known limitations. These include:
• Only BUGs with generating capacities greater than 300 kW are included in the inventory database.
• Data on BUGs in the Bay Area AQMD (BAAQMD) is limited to that supplied by PG&E, Silicon Valley Power, and the major telecommunications company. The inventory most certainly does not include all BUGs in the jurisdiction of the BAAQMD. Although the BAAQMD provided a database of permitted engines in August 2003, it did not contain information on equipment location needed for this database. Therefore, no information provided by BAAQMD is included in this database.
• Facility name, address, and contact information in the data supplied by PG&E are not included in this database as PG&E considers this customer information to be sensitive and privileged.
• The top 14 district sources supplied data generally current though October 2003. The exceptions include the San Diego County APCD data which reflect applications through August 2003, and the Sacramento Metropolitan AQMD and El Dorado County AQMD data which reflect applications through September 2003. The table in the sheet tabbed "How Current" summarizes the timing of the most recent updates from the various data sources.
• NOx and PM emissions factors were taken from the ARB OFFROAD model, and represent average emission factors for corresponding engine ratings and year of manufacture. Emission factors are noted only for diesel-fueled BUGs with known permit application years. The permit application year was assumed to be the BUG year of manufacture.
• Missing numbers in sequence within a data source are the result of cancellations and deletions
Database Structure
The database is contained in the sheet tabbed "Inventory." Each BUG record contains the following information, when available from the data source, arranged in columns:
• Record Number: A number assigned by TIAX/NCI for tracking purposes
• Data Source: A 2 or 3 letter code that corresponds to the source of the data; the table below indicates data sources corresponding to each code
• Facility Name: The BUG owner and facility name
• Permit Application Number: The air district application number for the BUG's air permit
• Permit Application Year: The year the initial air permit application was submitted
• Permit Number: The air district number of the air permit issued
• Engine Description: All information describing the BUG's engine received from the data source
• Primary Fuel: The BUG's primary fuel
• Manufacturer: The manufacturer of the BUG's engine
• Model: The model number of the BUG's engine
• Generator Capacity: The stated or estimated BUG generation capacity (kW); if the capacity was stated by the data source, this is the value used; if the data source only gave the BUG engine's hp or bhp rating, then the generator capacity is calculated from the stated hp or bhp rating using a conversion factor of 0.67 kW/hp
• Stated Generator Capacity (kW): The generator capacity (kW) given by the data source, if supplied
• Stated Engine Rating (hp): The BUG engine rating (hp) given by the data source, if supplied
• Stated Engine Rating (bhp): The BUG engine rating (bhp) given by the data source, if supplied
• Facility Address: Street address of the facility having the BUG given by the data source
• City: BUG location city given by the data source
• Zip Code: Zip Code for the facility address
• Contact Person: Contact given by the data source
• Contact Phone Number: Phone number for the contact given by the data source
• NOx Emission Factor: Estimated NOx emission factor (g/bhp-hr); see last item under User Warning above
• PM Emission Factor: Estimated particulate (PM) emission factor (g/bhp-hr); see last item under User Warning above
Data Source Codes
Code | Data Source
AMA | Amador County APCD
AV | Antelope Valley APCD
BTT | Butte County AQMD
CLS | Colusa County APCD
CSC | Silicon Valley Power (City of Santa Clara)
DOC | California Department of Corrections
DWP | Los Angeles Department of Water and Power
EDC | El Dorado County APCD
FRV | Feather River AQMD
GB | Great Basin Unified APCD
GLN | Glenn County APCD
IMP | Imperial County APCD
KRN | Kern County APCD
LKE | Lake County AQMD
MAR | Mariposa County APCD
MB | Monterey Bay Unified APCD
MEN | Mendocino County AQMD
MJV | Mojave Desert AQMD
NCT | North Coast Unified AQMD
OEA | Office of Energy Assessments of the California Department of General Services
PGE | Pacific Gas & Electric
PLC | Placer County APCD
SAC | Sacramento Metropolitan AQMD
SB | Santa Barbara County APCD
SC | South Coast AQMD
SD | San Diego County APCD
SHA | Shasta County AQMD
SJV | San Joaquin Valley Unified APCD
SLO | San Luis Obispo County APCD
THM | Tehama County APCD
VEN | Ventura County APCD
VRZ | Major Telecommunications Company
YS | Yolo Solano AQMD

## How Current
Source | Number of BUGs | Total MW | Database Current Through:
Air Districts
South Coast AQMD | 2233 | 1844.8673 | October 2003
San Diego County APCD | 617 | 433.1987 | August 2003
San Joaquin Valley Unified APCD | 527 | 402.3197 | October 2003
Sacramento Metropolitan AQMD | 359 | 298.1927 | September 2003
Monterey Bay Unified APCD | 134 | 88.134 | October 2003
Yolo/Solano AQMD | 90 | 74.9473 | October 2003
Ventura County APCD | 66 | 60.3243 | October 2003
Mojave Desert AQMD | 77 | 46.1933 | October 2003
Placer County APCD | 40 | 44.8657 | October 2003
San Luis Obispo County APCD | 39 | 30.5233 | October 2003
Antelope Valley APCD | 45 | 27.4513 | October 2003
Kern County APCD | 39 | 18.1027 | October 2003
El Dorado County AQMD | 34 | 22.2153 | September 2003
Feather River AQMD | 21 | 14.6 | October 2003
Imperial County APCD | 6 | 9.6513 | April 2001
Butte County AQMD | 13 | 9.1493 | April 2001
Great Basin Unified APCD | 11 | 7.9853 | March 2001
Santa Barbara County APCD | 13 | 7.8 | March 2001, poor recordkeeping prior to 2001
Amador County APCD | 8 | 6.949 | April 2001
Shasta County AQMD | 9 | 6.4097 | April 2001
Lake County AQMD | 8 | 3.87 | April 2001
Mendocino County AQMD | 3 | 2.25 | April 2001
Glenn County APCD | 3 | 1.529 | April 2001
Mariposa County APCD | 3 | 1.12 | April 2001
Tehama County APCD | 3 | 0.98333 | April 2001
North Coast Unified AQMD | 1 | 0.75 | April 2001
Colusa County APCD | 2 | 0.7 | April 2001
Other Sources
Pacific Gas & Electric | 356 | 295.1772 | March 2003
California Department of Corrections | 30 | 36.9 | May 2000
Silicon Valley Power | 42 | 35.725 | April 2001
Major Telecommunications Company | 60 | 33.215 | April 2001
Office of Energy Assessments-California Department of General Services | 7 | 8.3733 | March 2001
Los Angeles Dept. of Water and Power | 7 | 5.76 | April 2001
Totals | 4906 | 3880.2332

## Inventory
Record Number | Data Source | Facility Name | Permit Application Number | Permit Application Year | Permit Number | Engine Description | Primary Fuel | Manufacturer | Model | Generator Capacity (kW) | Stated Generator Capacity (kW) | Stated Engine Rating (hp) | Stated Engine Rating (bhp) | Facility Address | City | Zip Code | Contact Person | Contact Phone Number | NOx Emission Factor (g/bhp-hr) | PM Emission Factor (g/bhp-hr)
1 | SC | 1875/1925 CENTURY PARK EAST CO | 296382 | 1994 | D85615 | ICE, CATERPILLAR, DIESEL, EMR, MODEL 3412, SN 3857846, TURBOCHARGED, AFTERCOOLED, 12 CYL, 755 BHP | Diesel | Caterpillar | 3412 | 503.3333 |  |  | 755 | 1875 CENTURY PARK E | LOS ANGELES | 90067 | DIEHR STEVE | (310) 2030330 | 8.17 | 0.38
4 | SC | 20TH CENTURY FOX FILM CORP | 330888 | 1997 | F8683 | ICE, CUMMINS, DIESEL, EMR, MODEL QST30-G2, TURBOCHARGED, AFTERCOOLED, 12 CYL, 800 KW, EMR | Diesel | Cummins | QST30-G2 | 800 | 800 |  |  | 10201 W PICO BLVD BLDG 99 | LOS ANGELES | 90064-2651 | CANDLER TREVOR | (310) 3696623 | 8.17 | 0.38
5 | SC | 20TH CENTURY INSURANCE CO | 361864 | 1999 | F23017 | ICE, CUMMINS, DIESEL, EMR, MODEL KTA50-G9, EMR TURBOCHARGED, AFTERCOOLED, 16 CYL, 1500 KW | Diesel | Cummins | KTA50-G9 | 1500 | 1500 |  |  | 6301 OWENSMOUTH AVE | WOODLAND HILLS | 91367-2286 | LANDGRAF BERNARD | (818) 7043091 | 8.17 | 0.38
7 | SC | 360 NETWORKS (USA) INC | 377563 | 2000 | F35656 | ICE, CATERPILLAR, DIESEL, 12 CYL, TURBOCHARGED, AFTERCOOLED, MODEL 3512B DITA, SN 8RM00626, 1500 KW, EMR | Diesel | Caterpillar | 3512B DITA | 1500 | 1500 |  |  | 600 W 7 TH ST | LOS ANGELES | 90017 | WALKER RICHARD | (541) 3187392 | 6.9 | 0.4
8 | SC | 360 NETWORKS (USA) INC | 377564 | 2000 | F35657 | ICE, CATERPILLAR, DIESEL, 12 CYL, TURBOCHARGED, AFTERCOOLED, MODEL 3512B DITA, SN 8RM00627, 1500 KW, EMR | Diesel | Caterpillar | 3512B DITA | 1500 | 1500 |  |  | 600 W 7 TH ST | LOS ANGELES | 90017 | WALKER RICHARD | (541) 3187392 | 6.9 | 0.4
9 | SC | 360 NETWORKS (USA) INC | 377566 | 2000 | F35661 | ICE, CATERPILLAR, DIESEL, 12 CYL, TURBOCHARGED, AFTERCOOLED, MODEL 3512B DITA, SN 8RM00628, 1500 KW, EMR | Diesel | Caterpillar | 3512B DITA | 1500 | 1500 |  |  | 600 W 7 TH ST | LOS ANGELES | 90017 | WALKER RICHARD | (541) 3187392 | 6.9 | 0.4
10 | SC | 450 NORTH BRAND LLC | 363450 | 1999 | F23702 | ICE, DETROIT DIESEL, 12 CYL, TURBOCHARGED, AFTERCOOLED, MODEL 12V-92TA, SN 12VF013933, 830 BHP, EMR | Diesel | Detroit Diesel | 12V-92TA | 553.3333 |  |  | 830 | 450 N BRAND BLVD | GLENDALE | 91209 | TEEGARDEN CATHY | (818) 2422152 | 8.17 | 0.38
12 | SC | 4MC-BURBANK, INC. | 357595 | 1999 | F21411 | ICE, CATERPILLAR, 12 CYL, TURBOCHARGED, AFTERCOOLED, MODEL 3512 DITA, 1250 KW, DIESEL, EMR | Diesel | Caterpillar | 3512 DITA | 1250 | 1250 |  |  | 2901 W ALAMEDA AVE | BURBANK | 91505 | TABB JOHN | (818) 8407207 | 8.17 | 0.38
13 | SC | 550 NORTH BRAND OWNER'S CORP | 286105 | 1993 | D77793 | ICE, CATERPILLAR, 12 CYL, TURBOCHARGED, AFTERCOOLED, MODEL 3412, SN 81205336, 558 BHP, DIESEL, EMR | Diesel | Caterpillar | 3412 | 372 |  |  | 558 | 550 N BRAND BLVD | GLENDALE | 91203 | ROSS JUNE | (818) 2426550 | 8.17 | 0.38
14 | SC | 600 ANTON BLV ASSOC,SO COAST PLZ TWN CTR | 260878 | 1991 | D51286 | ICE, CATERPILLAR, 8 CYL, DIESEL, EMR, MODEL 3508/750, SN 23203472, TURBOCHARGED, AFTERCOOLED, 1098 BHP | Diesel | Caterpillar | 3508 | 732 |  |  | 1098 | 600 ANTON BLVD | COSTA MESA | 92626 | SUTTON DON | (714) 4352133 | 8.17 | 0.38
15 | SC | 611 W 6TH ST ASSOC LLC/METCOM MGMT LLC | 368199 | 2000 | F33277 | ICE, CATERPILLAR, 12 CYL, DIESEL, EMR, MODEL 3412DIT, SN 81Z02794, TURBOCHARGED, AFTERCOOLED, 755 BHP | Diesel | Caterpillar | 3412 DIT | 503.3333 |  |  | 755 | 611 W 6TH ST | LOS ANGELES | 90017 | KOILE STEPHEN | (213) 6239989 | 6.9 | 0.4
16 | SC | 611 W 6TH ST ASSOC LLC/METCOM MGMT LLC | 368200 | 2000 | F33278 | ICE, DETROIT DIESEL, 16 CYL, TURBOCHARGED, AFTERCOOLED, MODEL 7163-7400, SN 16V3328, 700 BHP, EMR, DIESEL | Diesel | Detroit Diesel | 7163-7400 | 466.6667 |  |  | 700 | 611 W 6TH ST | LOS ANGELES | 90017 | KOILE STEPHEN | (213) 6239989 | 6.9 | 0.4
17 | SC | 6300 WILSHIRE ASSOCIATES | 261846 | 1992 | D48429 | ICE, DETROIT DIESEL, 12 CYL, TURBOCHARGED, AFTERCOOLED, MODEL 8123-7405, SN 12VF013933, 830 BHP, EMR, DIESEL | Diesel | Detroit Diesel | 8123-7405 | 553.3333 |  |  | 830 | 6300 WILSHIRE BLVD #1115 | LOS ANGELES | 90048-5213 | O'KEEFE KEN | (323) 6555443 | 8.17 | 0.38
18 | SC | AT & T WIRELESS | 366410 | 2000 | F31366 | ICE, CUMMINS, DIESEL, MODEL KTA19-G4, TURBOCHARGED, AFTERCOOLED, EMERGENCY ELECTRICAL GENERATION, 755 BHP | Diesel | Cummins | KTA19-G4 | 503.3333 |  |  | 755 | 301 N CRESCENT WAY | ANAHEIM | 92805 | WALDEN BARBARA | (925) 2241488 | 6.9 | 0.4
19 | SC | AB CELLULAR HOLDING/AT&T WIRELESS | 374313 | 2000 | F34169 | ICE, CUMMINS, MODEL N14 G2, SN 12004341, DIESEL, 6 CYL, TURBOCHARGED, AFTERCOOLED, 535 BHP, EMR | Diesel | Cummins | N14-G2 | 356.6667 |  |  | 535 | 4135 GARNER RD | RIVERSIDE | 92501 | WALDEN BARBARA | (925) 2241488 | 6.9 | 0.4
20 | SC | AB CELLULAR HOLDING/AT&T WIRELESS | 374315 | 2000 | F34172 | ICE, CUMMINS, MODEL N14 G2, SN 12004388, DIESEL, 6 CYL, TURBOCHARGED, AFTERCOOLED, 535 BHP, EMR | Diesel | Cummins | N14-G2 | 356.6667 |  |  | 535 | 4135 GARNER RD | RIVERSIDE | 92501 | WALDEN BARBARA | (925) 2241488 | 6.9 | 0.4
21 | SC | AB CELLULAR HOLDING/AT&T WIRELESS | 374317 | 2000 | F34174 | ICE, CUMMINS, MODEL QSX15-G9, SN 14009139, DIESEL, 6 CYL, TURBOCHARGED, AFTERCOOLED, 765 BHP, EMR | Diesel | Cummins | QSX15-G9 | 510 |  |  | 765 | 4135 GARNER RD | RIVERSIDE | 92501 | WALDEN BARBARA | (925) 2241488 | 6.9 | 0.4
22 | SC | ABLESTIK LABORATORIES | 379682 | 2001 | F37050 | ICE, DETROIT DIESEL, 12 CYL, TURBOCHARGED, AFTERCOOLED, MODEL T123-7K36 (12V-4000), 2200 BHP, DIESEL, EMR | Diesel | Detroit Diesel | T123-7K36 | 1466.6667 |  |  | 2200 | 20021 SUSANA RD | RANCHO DOMINGUEZ | 90221 | GEBREYESUS YARED | (310) 6055764 | 6.9 | 0.4
32 | SC | ACADEMY MOTION PICTURES OF ARTS &SCIENCE | 340677 | 1998 | F14027 | ICE, CUMMINS, 6 CYL, TURBOCHARGED, AFTERCOOLED, MODEL NTA855-G3, 535 BHP, DIESEL, EMR | Diesel | Cummins | NTA855-G3 | 356.6667 |  |  | 535 | 8949 WILSHIRE BLVD | BEVERLY HILLS | 90210 | EDWARDS DOUG | (213) 2788990 | 6.9 | 0.4
33 | SC | AETNA LIFE INSURANCE CO . | 345974 | 1998 | F16616 | ICE, CUMMINS, 6 CYL, TURBOCHARGED, AFTERCOOLED, MODEL NTA855-G3, 535 BHP, DIESEL, EMR | Diesel | Cummins | NTA855-G3 | 356.6667 |  |  | 535 | 251 S LAKE AVE | PASADENA | 91125 | ALVARADO ARMAND V | (626) 7925161 | 6.9 | 0.4
34 | SC | AETNA LIFE INSURANCE COMPANY | 290657 | 1994 | D81346 | ICE, CATERPILLAR, MODEL D348PCTA, SN JO3053, 600KW, DIESEL, 12 CYL, AFTERCOOLED, EMR, | Diesel | Caterpillar | D348 PCTA | 600 | 600 |  |  | 225 S LAKE AVE | PASADENA | 91101 | ALVARADO ARMAND | (626) 7925161 | 8.17 | 0.38
35 | SC | AGGREKO INC | 168559 | 1988 | D37004 | ICE, CUMMINS, 6 CYL, TURBOCHARGED, AFTERCOOLED, MODEL KTTA-19-G, 620 BHP, DIESEL. | Diesel | Cummins | KTTA19-G | 413.3333 |  |  | 620 | VARIOUS LOCATIONS IN SCAQMD | SANTA FE SPRINGS | 90670-4995 | ONEILL PETER | (310) 8027972 | 8.17 | 0.38
36 | SC | AGGREKO INC | 168560 | 1988 | D37005 | ICE, CUMMINS, 6 CYL, TURBOCHARGED, AFTERCOOLED, MODEL KTTA-19-G, 620 BHP, DIESEL. | Diesel | Cummins | KTTA19-G | 413.3333 |  |  | 620 | VARIOUS LOCATIONS IN SCAQMD | SANTA FE SPRINGS | 90670-4995 | ONEILL PETER | (310) 8027972 | 8.17 | 0.38
37 | SC | AGGREKO INC | 168561 | 1988 | D37006 | ICE, CUMMINS, 6 CYL, TURBOCHARGED, AFTERCOOLED, MODEL KTTA-19-G, 620 BHP, DIESEL. | Diesel | Cummins | KTTA19-G | 413.3333 |  |  | 620 | VARIOUS LOCATIONS IN SCAQMD | SANTA FE SPRINGS | 90670-4995 | ONEILL PETER | (310) 8027972 | 8.17 | 0.38
40 | SC | AGGREKO INC | 299501 | 1995 | D96673 | ICE, CUMMINS, PORTABLE, MODEL P 6558, SN 37140831, DIESEL, 6 CYL, TURBOCHARGED, AFTERCOOLED, 620 BHP | Diesel | Cummins | P 6558 | 413.3333 |  |  | 620 | VARIOUS LOCATIONS IN SCAQMD | SANTA FE SPRINGS | 90670-4995 | ONEILL PETER | (310) 8027972 | 8.17 | 0.38
49 | SC | AGL INVESTMENTS #5 | 363379 | 1999 | F32814 | ICE, CATERPILLAR, MODEL 3412, SN 81Z06828, 724 BHP, DIESEL, 12 CYL, TURBOCHARGED, AFTERCOOLED, EMR, | Diesel | Caterpillar | 3412 | 482.6667 |  |  | 724 | 555 ANTON BLVD | COSTA MESA | 92626 | HUNTER JAMES | (714) 7084350 | 6.9 | 0.4
50 | SC | AGUINAGA FERTILIZER CO INC | 378015 | 2000 | F36126 | ICE, PORTABLE, CATERPILLAR, MODEL 3412E DITA, SN 4CR00600, TURBOCHARGED, AFTERCOOLED, DIESEL, 750 BHP, TUB GRINDER DRIVER | Diesel | Caterpillar | 3412E DITA | 500 |  |  | 750 | 7992 IRVINE BLVD | IRVINE | 92718 | AGUINAGA ROGER | (949) 7869558 | 6.9 | 0.4
54 | SC | VERIZON WIRELESS/TUSTIN MTSO | 288928 | 1994 | D79916 | ICE, CUMMINS, 6 CYL, TURBOCHARGED, AFTERCOOLED, MODEL KTA19-G2, 600 BHP, DIESEL, EMERGENCY ELECTRICAL GENERATION | Diesel | Cummins | KTA19-G2 | 400 |  |  | 600 | 2792 WALNUT AVE | TUSTIN | 92782 | CARR WILLIAM | (714) 6733182 | 8.17 | 0.38
55 | SC | ALCATEL INDUSTRIES | 371907 | 2000 | F32665 | ICE, CATERPILLAR, 12 CYL, TURBOCHARGED, AFTERCOOLED, MODEL 3412 DITA, 600 KW, DIESEL, EMR | Diesel | Caterpillar | 3412 DITA | 600 | 600 |  |  | 26801 W AGOURA | CALABASAS | 91301 | CHRISTIE BRIAN | (818) 8785123 | 6.9 | 0.4
56 | SC | ALCON SURGICAL INC | 378534 | 2000 | F36552 | ICE, CUMMINS,16 CYL, TURBOCHARGED, AFTERCOOLED, MODEL KTA50-G9, 2220 BHP, DIESEL, EMR | Diesel | Cummins | KTA50-G9 | 1480 |  |  | 2220 | 15800 ALTON PKY | IRVINE | 92718 | BRUNDAGE BRANDON | (949) 7536495 | 6.9 | 0.4
57 | SC | ALISO WATER MGMT AGENCY | 10680A | 1981 | M30351 | ICE, DETROIT DIESEL, TWO-CYCLE, WATER COOLED, 12 CYL, MODEL 7123 7305, 350KW, SN 12VA060486, EMR | Diesel | Detroit Diesel | 7123-7305 | 350 | 350 |  |  | 515 FOREST AVE | LAGUNA BEACH | 92653 |  |  | 12 | 0.53
58 | SC | ALL STATE INSURANCE CO | 376547 | 2000 | F36888 | ICE, CATERPILLAR, MODEL 3512BDITA, 1500 KW, DIESEL, 12 CYL, TURBOCHARGED, AFTERCOOLED, EMR | Diesel | Caterpillar | 3512B DITA | 1500 | 1500 |  |  | 21950 E COPLEY DR | DIAMOND BAR | 91765 | SCOTT HELEN | (909) 6126794 | 6.9 | 0.4
59 | SC | ALLEGIANCE HEALTHCARE CORPORATION | 325847 | 1997 | F6087 | ICE, CATERPILLAR, MODEL 3412TA, 749 BHP, DIESEL, 12 CYL, FOUR CYCLE, TURBOCHARGED, AFTERCOOLED, EMR, | Diesel | Caterpillar | 3412 TA | 499.3333 |  |  | 749 | 4551 E PHILADELPHIA ST | ONTARIO | 91761 | VU KENNETH | (909) 9743648 | 6.9 | 0.4
60 | SC | ALLEGIANCE TELECOM INC | 362791 | 1999 | F24498 | ICE, KOHLER, MODEL 750ROZD, DIESEL, TURBOCHARGED, AFTERCOOLED, 1170 BHP, EMR | Diesel | Kohler | 750 ROZD | 780 |  |  | 1170 | 818 W 7TH ST STE 320 | LOS ANGELES | 90017 | CHING TED | (213) 8910600 | 8.17 | 0.38
61 | SC | ALLERGAN INC UNIT #1 | 263600 | 1992 | D60073 | ICE, CATERPILLAR, MODEL 3412 DT, SN 38506732, DIESEL, EMR, 12 CYL, 545 BHP, TURBOCHARGED, AFTERCOOLED | Diesel | Caterpillar | 3412 DT | 363.3333 |  |  | 545 | 18600 VON KARMAN | IRVINE | 92715-1513 | REED JON | (714) 9556785 | 8.17 | 0.38
62 | SC | ALLERGAN INC UNIT #1 | 263601 | 1992 | D60074 | ICE, DETROIT DIESEL, MODEL 12V92T, SN 12VF002698, DIESEL, EMR, 8 CYL, 741 BHP, TURBOCHARGED, AFTERCOOLED | Diesel | Detroit Diesel | 12V-92T | 494 |  |  | 741 | 18600 VON KARMAN | IRVINE | 92715 | REED JON | (714) 9556785 | 8.17 | 0.38
63 | SC | ALPHA THERAPEUTIC CORP | 292033 | 1994 | D82426 | ICE, CUMMINS, 16 CYL, TURBOCHARGED, AFTERCOOLED, MODEL KTTA-50-G2, SN K930526551, 2220 BHP, DIESEL, EMR | Diesel | Cummins | KTTA50-G2 | 1480 |  |  | 2220 | 5555 VALLEY BLVD | LOS ANGELES | 90032-3548 | ENRIQUEZ MATHILDE | (213) 2277644 | 8.17 | 0.38
64 | SC | ALPHA THERAPEUTIC CORP | 292034 | 1994 | D82427 | ICE, CUMMINS, 16 CYL, TURBOCHARGED, AFTERCOOLED, MODEL KTTA50-G2, SN K930525356, 2220 BHP, DIESEL, EMR | Diesel | Cummins | KTTA50-G2 | 1480 |  |  | 2220 | 5555 VALLEY BLVD | LOS ANGELES | 90032-3548 | ENRIQUEZ MATHILDE | (213) 2277644 | 8.17 | 0.38
65 | SC | ALPHA THERAPEUTIC CORP | 317427 | 1996 | F00711 | ICE, CATERPILLAR,MODEL 3516 DITA, TURBOCHARGED, AFTERCOOLED, 16 CYL, 2000 KW, EMR, DIESEL | Diesel | Caterpillar | 3516 DITA | 2000 | 2000 |  |  | 5555 VALLEY BLVD | LOS ANGELES | 90032 | ENRIQUEZ MATHILDE | (213) 2277644 | 8.17 | 0.38
66 | SC | AMBULATORY CARE CENTER | 372106 | 2000 | F34082 | ICE, DETROIT DIESEL,MODEL 8123-7400, DIESEL, EMR,16 CYL, 1095 BHP, TURBOCHARGED, AFTERCOOLED | Diesel | Detroit Diesel | 8123-7400 | 730 |  |  | 1095 | 25751 MC BEAN PKY | VALENCIA | 91355 | GRUND JACK | (818) 5945800 | 6.9 | 0.4
67 | SC | AMERICAN BROADCASTING CO | 128640 | 1985 | M44624 | ENGINE NO. 3, ICE, CUMMINS, TURBOCHARGED, AFTERCOOLED, EMERGENCY ELECTRICAL GENERATION, DIESEL, MODEL VTA-1710-GS2, 12 CYL, 900 BHP | Diesel | Cummins | VTA1710-GS2 | 600 |  |  | 900 | 4151 PROSPECT AVE | LOS ANGELES | 90027 | ROUTT G. | (213) 5574370 | 11 | 0.53
68 | SC | AMERICAN BROADCASTING CO | 128642 | 1985 | M44651 | ENGINE NO. 2, ICE, CUMMINS, TURBOCHARGED, AFTERCOOLED, EMERGENCY ELECTRICAL GENERATION, DIESEL, MODEL VTA-1710-GS1, 12 CYL, 760 BHP | Diesel | Cummins | VTA1710-GS1 | 506.6667 |  |  | 760 | 4151 PROSPECT AVE | LOS ANGELES | 90027 | ROUTT G. | (213) 5574370 | 11 | 0.53
69 | SC | AMERICAN BROADCASTING CO | 202288 | 1989 | D23738 | ICE, CUMMINS, DIESEL, EMERGENCY ELECTRICAL GENERATION, MODEL VTA-1710-GS2, TURBOCHARGED, AFTERCOOLED, 12 CYL, 882 BHP | Diesel | Cummins | VTA1710-GS2 | 588 |  |  | 882 | 4151 PROSPECT AVE | LOS ANGELES | 90027 | ROUTT G. | (213) 5574370 | 8.17 | 0.38
70 | SC | AMERICAN CABLEVISION/MEDIAONE DBA | 338165 | 1998 | F12959 | ICE, CATERPILLAR, 6 CYL, TURBOCHARGED, AFTERCOOLED, MODEL 3406 DITA, 350 KW, SN 4ZR03510, DIESEL, EMR | Diesel | Caterpillar | 3406 DITA | 350 | 350 |  |  | 1970 E GRAND AVE | EL SEGUNDO | 90245 | FELDSTEIN BARRY | (310) 2163606 | 6.9 | 0.4
71 | SC | AMERICAN HONDA MOTOR CO INC | 155361 | 1987 | M59153 | ICE, MITSUBISHI, DIESEL, EMERGENCY ELECTRICAL GENERATION, MODEL S12N-PTA-2, SN 20535, 12 CYL, 1450 BHP, TURBOCHARGED, AFTERCOOLED | Diesel | Mitsubishi | S12N-PTA2 | 966.6667 |  |  | 1450 | 700 VAN NESS AVE | TORRANCE | 90501-1490 | HARMON CHARLES | (310) 7814011 | 11 | 0.53
72 | SC | AMERICAN HONDA MOTOR CO INC | 221149 | 1990 | D36531 | ICE, CATERPILLAR, DIESEL, MODEL 3406, 6 CYL, 518 BHP, EMR, TURBOCHARGED, AFTERCOOLED | Diesel | Caterpillar | 3406 | 345.3333 |  |  | 518 | 700 VAN NESS AVE | TORRANCE | 90501-1490 | HARMON CHARLES | (310) 7814011 | 8.17 | 0.38
73 | SC | AMERICAN HONDA MOTOR CO INC | 229281 | 1990 | D28728 | ICE, CATERPILLAR, DIESEL, MODEL 3512, 16 CYL, 2149 BHP, TURBOCHARGED, AFTERCOOLED, EMERGENCY ELECTRICAL GENERATION | Diesel | Caterpillar | 3512 | 1432.6667 |  |  | 2149 | 700 VAN NESS AVE | TORRANCE | 90501-1490 | HARMON CHARLES | (310) 7814011 | 8.17 | 0.38
74 | SC | AMERICAN PROCUREMENT & LOGISTICS CO. | 335939 | 1998 | F11536 | ICE, CUMMINS, 16 CYL, TURBOCHARGED, AFTERCOOLED, MODEL KTA50-G3, SN B970631820, 1850 BHP, DIESEL, EMR | Diesel | Cummins | KTA50-G3 | 1233.3333 |  |  | 1850 | 777 S HARBOR BLVD | LA HABRA | 90631 | HUNTER TOM | (714) 5269608 | 8.17 | 0.38
75 | SC | AMERICAN SAVINGS BANK DBA WASHINGTON MUT | 204593 | 1989 | D25556 | ICE, CATERPILLAR, DIESEL, EMR, MODEL 3512TA, TURBOCHARGED, AFTERCOOLED, 12 CYL, 1125 BHP, | Diesel | Caterpillar | 3512 TA | 750 |  |  | 1125 | 4150 N PALM ST | FULLERTON | 92835-1079 | WALKER BRIAN | (949) 8334665 | 8.17 | 0.38
76 | SC | AMERICAN SAVINGS BANK, F. A. | 332715 | 1997 | F9605 | ICE, CUMMINS, DIESEL, EMR, MODEL VTA-28-GS1/CG1, TURBOCHARGED, AFTERCOOLED, 12 CYL, 760 BHP | Diesel | Cummins | VTA28-GS1 | 506.6667 |  |  | 760 | 17875-77 VON KARMAN AVE | IRVINE | 92814 | THYS JIM | (714) 2527111 | 8.17 | 0.38
78 | SC | AMERIGAS PROPANE L.P. | 156115 | 1987 | M63527 | ICE, FOR REFRIGERANT COMPRESSOR K2A, NATURAL GAS FIRED (RICH BURN), 500 BHP, EQUIPPED WITH KLEENAIRE NOX CATALYTIC MODEL KNVG67H FOR NOX CONTROL, | Natural Gas | N/A | N/A | 333.3333 |  |  | 500 | 2110 N GAFFEY ST | SAN PEDRO | 90731-1251 | BLASER JIM | (213) 8335275
79 | SC | AMERIGAS PROPANE L.P. | 156116 | 1987 | M63528 | ICE, FOR REFRIGERANT COMPRESSOR K2B, NATURAL GAS FIRED (RICH BURN), 500 BHP, EQUIPPED WITH KLEENAIRE NOX CATALYTIC MODEL KNVG67H FOR NOX CONTROL, | Natural Gas | N/A | N/A | 333.3333 |  |  | 500 | 2110 N GAFFEY ST | SAN PEDRO | 90731-1251 | BLASER JIM | (213) 8335275
80 | SC | AMERIGAS PROPANE L.P. | 156117 | 1987 | M63529 | ICE, FOR REFRIGERANT COMPRESSOR K2C, NATURAL GAS FIRED (RICH BURN), 500 BHP, EQUIPPED WITH KLEENAIRE NOX CATALYTIC MODEL KNVG67H FOR NOX CONTROL, | Natural Gas | N/A | N/A | 333.3333 |  |  | 500 | 2110 N GAFFEY ST | SAN PEDRO | 90731 | BLASER JIM | (213) 8335275
81 | SC | AMERISOURCE CORPORATION | 367814 | 2000 | F37375 | ICE, CUMMINS, EMR, MODEL KTA19-G4, DIESEL, 6 CYL, TURBOCHARGED, AFTERCOOLED, 755 BHP | Diesel | Cummins | KTA19-G4 | 503.3333 |  |  | 755 | 11010 HOPKINS ST UNIT C | MIRA LOMA | 91752 | DUNBAR JOHN | (909) 3600257 | 6.9 | 0.4
82 | SC | AMI TARZANA REGIONAL MEDICAL CENTER | 273309 | 1992 | D72069 | ICE, DETROIT DIESEL, MODEL 8163-7405, DIESEL, EMR TURBOCHARGED, AFTERCOOLED, 16 CYL, TWO-CYCLE, 1095 BHP | Diesel | Detroit Diesel | 8163-7405 | 730 |  |  | 1095 | 18321 CLARK ST | TARZANA | 91356-3501 | LAZATIN LOU | (818) 8810100 | 8.17 | 0.38
83 | SC | AMISUB, IRVINE MEDICAL CTR DBA | 208224 | 1989 | D31480 | ICE, CATERPILLAR, DIESEL, EMR, MODEL 3512, TURBOCHARGED, AFTERCOOLED, 12 CYL, 1779 BHP | Diesel | Caterpillar | 3512 | 1186 |  |  | 1779 | 16178 1/2 SAND CANYON AVE | IRVINE | 92618 | NGUYEN NGUYEN | (949) 7542345 | 8.17 | 0.38
84 | SC | AMPHASTAR PHARMACEUTICAL, INC | 353296 | 1999 | F20492 | ICE, CATERPILLAR, DIESEL, EMR, MODEL 3406 DITA, SN 4ZR05063, TURBOCHARGED, AFTERCOOLED, 6 CYL, 400 KW | Diesel | Caterpillar | 3406 DITA | 400 | 400 |  |  | 11570 SIXTH ST | RANCHO CUCAMONGA | 91730 | LIAWATIDEWI JACOB | (626) 4595259 | 6.9 | 0.4
85 | SC | ANAHEIM ANGELS, L.P./EDISON INTL FIELD | 337753 | 1998 | F12739 | ICE, CATERPILLAR, DIESEL, EMR, MODEL 3412 DITA, TURBOCHARGED, AFTERCOOLED, 12 CYL, 600 KW | Diesel | Caterpillar | 3412 DITA | 600 | 600 |  |  | 2000 GENE AUTRY WAY | ANAHEIM | 92806 | UNLICH KEVIN | (714) 9402009 | 8.17 | 0.38
87 | SC | ANAHEIM CITY PUBLIC UTILITIES DEPT | 362959 | 1999 | F23540 | ICE, CUMMINS, EMERGENCY ELECTRICAL GENERATION, MODEL KTA50-G9, SN 33144019, DIESEL, 16 CYL, TURBOCHARGED, AFTERCOOLED, 1500 KW | Diesel | Cummins | KTA50-G9 | 1500 | 1500 |  |  | 1411 N TUSTIN AVE | ANAHEIM | 92807 | PEPITO FRANK | (714) 7656826 | 8.17 | 0.38
90 | SC | ANAHEIM CITY, PUBLIC UTILITIES DEPT | 259246 | 1991 | D49300 | ICE, CATERPILLAR, DIESEL, EMERGENCY ELECTRICAL GENERATION, MODEL 3412 TA, TURBOCHARGED, AFTERCOOLED, 12 CYL, 675 BHP WITH A HOUSTON INDUSTRIAL SILENCING NON-SELECTIVE CATALYTIC REDUCTION SYSTEM MODEL DN/S-2/67010H. | Diesel | Caterpillar | 3412 TA | 450 |  |  | 675 | 6751 WALNUT CANYON RD | ANAHEIM | 92807 | LIEN SHARON | (714) 2544279 | 8.17 | 0.38
91 | SC | ANAHEIM HOTEL PARTNERSHIP,ANAHEIM HILTON | 179807 | 1988 | D08047 | ICE, NO. 1, CUMMINS, EMERGENCY ELECTRICAL GENERATION, MODEL KTA 3067-GS, SN 33105977, DIESEL, 16 CYL, TURBOCHARGED, AFTERCOOLED, 1490 BHP | Diesel | Cummins | KTA3067-GS | 993.3333 |  |  | 1490 | 777 CONVENTION WAY | ANAHEIM | 92802 | KRUBL LEIGH | (714) 7404374 | 8.17 | 0.38
92 | SC | ANAHEIM HOTEL PARTNERSHIP,ANAHEIM HILTON | 179808 | 1988 | D07538 | ICE, NO. 2, CUMMINS, EMERGENCY ELECTRICAL GENERATION, MODEL KTA 3067-GS, SN 33105978, DIESEL, 16 CYL, TURBOCHARGED, AFTERCOOLED, 1490 BHP | Diesel | Cummins | KTA3067-GS | 993.3333 |  |  | 1490 | 777 CONVENTION WAY | ANAHEIM | 92802 | KRUBL LEIGH | (714) 7404374 | 8.17 | 0.38
93 | SC | ANAHEIM MARRIOTT HOTEL | 278190 | 1993 | D70318 | ICE, DETROIT DIESEL, MODEL 12V-71T, DIESEL, EMR, TURBOCHARGED, AFTERCOOLED, 12 CYL, 630 BHP | Diesel | Detroit Diesel | 12V-71T | 420 |  |  | 630 | 700 W CONVENTION WAY | ANAHEIM | 92802-3483 | WITT BARRY | (714) 7508000 | 8.17 | 0.38
94 | SC | ANAHEIM MEMORIAL HOSPITAL | 175703 | 1988 | D34807 | ICE, DETROIT DIESEL, MODEL 12V-92TAB, DIESEL, EMR, TURBOCHARGED, AFTERCOOLED, 12 CYL, 830 BHP | Diesel | Detroit Diesel | 12V-92TAB | 553.3333 |  |  | 830 | 1111 W LA PALMA AVE | ANAHEIM | 92801 | RUBINO CHRIS | (714) 9996145 | 8.17 | 0.38
95 | SC | ANAHEIM MEMORIAL HOSPITAL | 175912 | 1988 | D34809 | ICE, DETROIT DIESEL, MODEL 7125-7305, DIESEL, EMR, TURBOCHARGED, AFTERCOOLED, 12 CYL, 630 BHP | Diesel | Detroit Diesel | 7125-7305 | 420 |  |  | 630 | 1111 W LA PALMA AVE | ANAHEIM | 92801 | RUBINO CHRIS | (714) 9996145 | 8.17 | 0.38
96 | SC | ANAHEIM MEMORIAL HOSPITAL | 03870A | 1990 | S02642 | ICE, DETROIT DIESEL, MODEL 7123-7300, SN 2149, FUEL-OIL SUPPLIED, 300 KW | Diesel | Detroit Diesel | 7123-7300 | 300 | 300 |  |  | 1111 W LA PALMA AVE | ANAHEIM | 92801 | RUBINO CHRIS | (714) 9996144 | 8.17 | 0.38
99 | SC | APOLLO WOOD RECOVERY, INC. | 370743 | 2000 | F32056 | ICE, CATERPILLAR, DIESEL, MODEL 3412ETTA, SN 4CR01168, TURBOCHARGED, AFTERCOOLED, 12 CYL, 750 BHP, OPERATING A WOOD GRINDER | Diesel | Caterpillar | 3412 ETTA | 500 |  |  | 750 | 8640 CHERRY AVE | FONTANA | 92335 | HEANEY PATRICK | (909) 3562735 | 6.9 | 0.4
100 | SC | ARARAT HOME OF LOS ANGELES INC | 260659 | 1992 | D48620 | ICE, CATERPILLAR, DIESEL, EMR, MODEL 3412 DITA, TURBOCHARGED, AFTERCOOLED, 12 CYL, 672 BHP | Diesel | Caterpillar | 3412 DITA | 448 |  |  | 672 | 15105 MISSION HILLS RD | MISSION HILLS | 91345 | TAYLOR ROBERT | (818) 3653000 | 8.17 | 0.38
102 | SC | ARCADIA CITY, WATER DIVISION | 286404 | 1993 | D78082 | ICE, DETROIT DIESEL, MODEL 8083-7416, DIESEL, EMR, TURBOCHARGED, AFTERCOOLED, 8 CYL, TWO-CYCLE, 611 BHP | Diesel | Detroit Diesel | 8083-7416 | 407.3333 |  |  | 611 | 67 W ORANGE GROVE AVE | ARCADIA | 91006 | HOLCOMB HOWARD B. | (818) 3035583 | 8.17 | 0.38
103 | SC | ARDEN REALTY FINANCE PARTNERSHIP, L.P. | 333717 | 1997 | F10309 | ICE, CATERPILLAR, DIESEL, EMR, MODEL 3412 TA, SN 81203793, TURBOCHARGED, AFTERCOOLED, 12 CYL, 675 BHP | Diesel | Caterpillar | 3412 TA | 450 |  |  | 675 | 6100 WILSHIRE BLVD | LOS ANGELES | 90048 | KAMMINGA CHRIS | (213) 9336100 | 6.9 | 0.4
104 | SC | ARDEN REALTY INC | 363054 | 1999 | F23607 | ICE, CATERPILLAR, DIESEL, EMR, MODEL 3412 DITA, SN 81Z2423, TURBOCHARGED, AFTERCOOLED, 12 CYL, 500 KW | Diesel | Caterpillar | 3412 DITA | 500 | 500 |  |  | 6060 CENTER DR | LOS ANGELES | 90045 | SONDEREGGER DAVID | (310) 4175330 | 6.9 | 0.4
105 | SC | ARDEN REALTY LIMITED PARTNERSHIP | 375459 | 2000 | F35701 | ICE, CUMMINS, EMR, MODEL QST30-G5, DIESEL, 12 CYL, TURBOCHARGED, AFTERCOOLED, 1490 BHP | Diesel | Cummins | QST30-G5 | 993.3333 |  |  | 1490 | 6080 CENTER | LOS ANGELES | 90045 | UY MELINDA | (310) 4175330 | 6.9 | 0.4
106 | SC | ARDEN REALTY, INC | 369569 | 2000 | F32473 | ICE, CATERPILLAR, DIESEL, EMR, MODEL 3406, SN 4RG00442, TURBOCHARGED, AFTERCOOLED, 6 CYL, 518 BHP | Diesel | Caterpillar | 3406 | 345.3333 |  |  | 518 | 9665 WILSHIRE BLVD SUITE 805 | BEVERLY HILLS | 90212 | DANKO ZOU D | (310) 2759665 | 6.9 | 0.4
108 | SC | ARROWHEAD POND OF ANAHEIM | 324294 | 1996 | F5291 | ICE, DETROIT DIESEL, MODEL 12V-149TI, 12 CYL, TURBOCHARGED, AFTERCOOLED, DIESEL, 1550 BHP, EMR | Diesel | Detroit Diesel | 12V-149TI | 1033.3333 |  |  | 1550 | 2695 E KATELLA AVE | ANAHEIM | 92806 | PERDEW GARY | (714) 7042480 | 8.17 | 0.38
109 | SC | ARROWHEAD REGIONAL MEDICAL CENTER | 329665 | 1997 | F9236 | ICE, DETROIT DIESEL, MODEL 9203-7K16, SN 376930, 20 CYL, TURBOCHARGED, AFTERCOOLED, DIESEL, 2925 BHP, EMR | Diesel | Detroit Diesel | 9203-7K16 | 1950 |  |  | 2925 | 400 N PEPPER ST | COLTON | 92324 | MAINEZ LARRY | (909) 8726004 | 8.17 | 0.38
110 | SC | ARROWHEAD REGIONAL MEDICAL CENTER | 329670 | 1997 | F9242 | ICE, DETROIT DIESEL, MODEL 9203-7K16 (20V-149TI DDEC), SN 377137, 20 CYL, TURBOCHARGED, AFTERCOOLED, DIESEL, 2925 BHP, EMERGENCY ELECTRICAL GENERATION | Diesel | Detroit Diesel | 9203-7K16 | 1950 |  |  | 2925 | 400 N PEPPER ST | COLTON | 92324 | MAINEZ LARRY | (909) 8726004 | 8.17 | 0.38
111 | SC | ARROWHEAD REGIONAL MEDICAL CENTER | 329672 | 1997 | F9241 | ICE, DETROIT DIESEL, MODEL 9203-7K16 (20V-149TI DDEC), SN 376841, 20 CYL, TURBOCHARGED, AFTERCOOLED, DIESEL, 2925 BHP, EMERGENCY ELECTRICAL GENERATION | Diesel | Detroit Diesel | 9203-7K16 | 1950 |  |  | 2925 | 400 N PEPPER ST | COLTON | 92324 | MAINEZ LARRY | (909) 8726004 | 8.17 | 0.38
112 | SC | ARROWHEAD REGIONAL MEDICAL CENTER | 329674 | 1997 | F9240 | ICE, DETROIT DIESEL, MODEL 9203-7K16 (20V-149TI DDEC), SN 376829, 20 CYL, TURBOCHARGED, AFTERCOOLED, DIESEL, 2925 BHP, EMERGENCY ELECTRICAL GENERATION | Diesel | Detroit Diesel | 9203-7K16 | 1950 |  |  | 2925 | 400 N PEPPER ST | COLTON | 92324 | MAINEZ LARRY | (909) 8726004 | 8.17 | 0.38
113 | SC | ARROWHEAD REGIONAL MEDICAL CENTER | 329675 | 1997 | F9239 | ICE, DETROIT DIESEL, MODEL 9203-7K16 (20V-149TI DDEC), SN 377270, 20 CYL, TURBOCHARGED, AFTERCOOLED, DIESEL, 2925 BHP, EMERGENCY ELECTRICAL GENERATION | Diesel | Detroit Diesel | 9203-7K16 | 1950 |  |  | 2925 | 400 N PEPPER ST | COLTON | 92324 | MAINEZ LARRY | (909) 8726004 | 8.17 | 0.38
114 | SC | ARROWHEAD REGIONAL MEDICAL CENTER | 329677 | 1997 | F9238 | ICE, DETROIT DIESEL, MODEL 9203-7K16 (20V-149TI DDEC), SN 377269, 20 CYL, TURBOCHARGED, AFTERCOOLED, DIESEL, 2925 BHP, EMERGENCY ELECTRICAL GENERATION | Diesel | Detroit Diesel | 9203-7K16 | 1950 |  |  | 2925 | 400 N PEPPER ST | COLTON | 92324 | MAINEZ LARRY | (909) 8726004 | 8.17 | 0.38
115 | SC | ARROWHEAD REGIONAL MEDICAL CENTER | 329678 | 1997 | F9237 | ICE, DETROIT DIESEL, MODEL 9203-7K16 (20V-149TI DDEC), SN 376317, 20 CYL, TURBOCHARGED, AFTERCOOLED, DIESEL, 2925 BHP, EMERGENCY ELECTRICAL GENERATION | Diesel | Detroit Diesel | 9203-7K16 | 1950 |  |  | 2925 | 400 N PEPPER ST | COLTON | 92324 | MAINEZ LARRY | (909) 8726004 | 8.17 | 0.38
120 | SC | AT & T COMM INC (SAN BERNARDINO) | 174856 | 1988 | D12714 | ICE, CATERPILLAR, DIESEL, EMR, MODEL 3508, TURBOCHARGED, AFTERCOOLED, 8 CYL, 900 KW | Diesel | Caterpillar | 3508 | 900 | 900 |  |  | 455 2ND ST | SAN BERNARDINO | 92401 | WHYTE S | (714) 8891989 | 8.17 | 0.38
121 | SC | AT & T COMM INC (SAN BERNARDINO) | 174857 | 1988 | D12715 | ICE, CATERPILLAR, DIESEL, EMR, MODEL 3508, 1336 BHP, TURBOCHARGED, AFTERCOOLED, 8 CYL, 900 KW | Diesel | Caterpillar | 3508 | 900 | 900 |  |  | 455 2ND ST | SAN BERNARDINO | 92401 | WHYTE S | (714) 8891989 | 8.17 | 0.38
122 | SC | AT & T COMM INC (SAN BERNARDINO) | 174858 | 1988 | D12716 | ICE, CATERPILLAR, DIESEL, EMR, MODEL 3508, 1336 BHP, TURBOCHARGED, AFTERCOOLED, 8 CYL, 900 KW | Diesel | Caterpillar | 3508 | 900 | 900 |  |  | 455 2ND ST | SAN BERNARDINO | 92401 | WHYTE S | (714) 8891989 | 8.17 | 0.38
123 | SC | AT & T COMM INC (SAN BERNARDINO) | 174859 | 1988 | D12717 | ICE, CATERPILLAR, DIESEL, EMR, MODEL 3508, 1336 BHP, TURBOCHARGED, AFTERCOOLED, 8 CYL, 900 KW | Diesel | Caterpillar | 3508 | 900 | 900 |  |  | 455 2ND ST | SAN BERNARDINO | 92401 | WHYTE S | (714) 8891989 | 8.17 | 0.38
124 | SC | AT & T WIRELESS | 363510 | 1999 | F23772 | ICE, CUMMINS, 6 CYL, TURBOCHARGED, AFTERCOOLED, MODEL KTA19-G4, DIESEL,EMR,755 BHP | Diesel | Cummins | KTA19-G4 | 503.3333 |  |  | 755 | 15215 S BROADWAY | GARDENA | 90247 | CONNORS RAY | (562) 9240000 | 8.17 | 0.38
125 | SC | AT & T WIRELESS SERVICES | 363513 | 1999 | F23773 | ICE, CUMMINS, 12 CYL, TURBOCHARGED, AFTERCOOLED, MODEL QST30-G1, DIESEL, EMR, 750 KW | Diesel | Cummins | QST30-G1 | 750 | 750 |  |  | 6045 E SLAUSON | COMMERCE | 90040 | ROSE JIM | (949) 2536024 | 8.17 | 0.38
126 | SC | AT&T COMM (EL MONTE) | 316368 | 1996 | D99784 | ICE, CATERPILLAR, DIESEL, EMR, MODEL 3512 DITA, SN 24Z06975, TURBOCHARGED, AFTERCOOLED, 12 CYL, 1250 KW | Diesel | Caterpillar | 3512 DITA | 1250 | 1250 |  |  | 3640 EL MONTE AVE | EL MONTE | 91105 | MORRIS J M | (213) 0000000 | 8.17 | 0.38
127 | SC | AT&T COMM (MISSION VIEJO) | 371398 | 2000 | F32382 | ICE, CATERPILLAR, DIESEL, EMR, MODEL 3412 DITA, SN 8RM00536, TURBOCHARGED, AFTERCOOLED, 12 CYL, 1250 KW | Diesel | Caterpillar | 3412 DITA | 1250 | 1250 |  |  | 28302 MARGUERITE PKY | MISSION VIEJO | 92692-3706 | MOORE ADRIEN | (714) 5208750 | 6.9 | 0.4
128 | SC | AT&T COMM (MISSION VIEJO) | 371829 | 2000 | F32854 | ICE, CATERPILLAR, DIESEL, EMR, MODEL 3512B DITA, SN 8RM00537, TURBOCHARGED, AFTERCOOLED, 12 CYL, 1250 KW | Diesel | Caterpillar | 3512B DITA | 1250 | 1250 |  |  | 28302 MARGUERITE PKY | MISSION VIEJO | 92692-3706 | MOORE ADRIEN | (714) 5208750 | 6.9 | 0.4
129 | SC | AT&T COMMUNICATIONS | 230432 | 1990 | D31660 | ICE, CATERPILLAR, DIESEL, MODEL D349, TURBOCHARGED, AFTERCOOLED, 16 CYL, 1100 BHP | Diesel | Caterpillar | D349 | 733.3333 |  |  | 1100 | 1700 S BARDMAN AVE | MALIBU | 90265 | DOWNING ROBERT W | (818) 9064771 | 8.17 | 0.38
132 | SC | AT&T CORP | 371223 | 2000 | F34128 | ICE, CATERPILLAR, DIESEL, EMR, MODEL 3512B-DITA, TURBOCHARGED, AFTERCOOLED, 12 CYL, 1807 BHP | Diesel | Caterpillar | 3512B DITA | 1204.6667 |  |  | 1807 | 3640 EL MONTE AVE | EL MONTE | 91731-2526 | PLEASANT CAROL PLEASANT | (213) 2368269 | 6.9 | 0.4
133 | SC | AUTOMATIC DATA PROCESSING, INC. | 233916 | 1990 | D34587 | ICE, CATERPILLAR, DIESEL, EMR, MODEL 3512, SN 3YF00476, TURBOCHARGED, AFTERCOOLED, 12 CYL, 2168 BHP | Diesel | Caterpillar | 3512 | 1445.3333 |  |  | 2168 | 400 COVINA BLVD | SAN DIMAS | 91773 | SPEK KAREN | (909) 5926411 | 8.17 | 0.38
136 | SC | B BRAUN MEDICAL, INC | 345032 | 1998 | F22118 | ICE, CUMMINS, DIESEL, EMR, MODEL KTTA19-G2, TURBOCHARGER, AFTERCOOLER, 750 BHP | Diesel | Cummins | KTTA19-G2 | 500 |  |  | 750 | 2525 MCGAW AVE | IRVINE | 91614-5895 | SENKOVICH VLADO | (949) 6602082 | 6.9 | 0.4
137 | SC | BANK OF AMERICA | 343601 | 1998 | F19751 | ICE, CATERPILLAR, DIESEL, EMR, MODEL 3412, SN 81Z16934, TURBOCHARGED, AFTERCOOLED, 12 CYL, 890 BHP | Diesel | Caterpillar | 3412 | 593.3333 |  |  | 890 | 333 S BEAUDRY AVE W1 1 | LOS ANGELES | 90017-1466 | CORDERO ENSWINS | (213) 3459388 | 8.17 | 0.38
138 | SC | BANK OF AMERICA | 343602 | 1998 | F19752 | ICE, CATERPILLAR, DIESEL, EMR, MODEL 3412, SN 6FA03383, TURBOCHARGED, AFTERCOOLED, 12 CYL, 890 BHP | Diesel | Caterpillar | 3412 | 593.3333 |  |  | 890 | 333 S BEAUDRY AVE W1 1 | LOS ANGELES | 90017 | CORDERO ENSWINS | (213) 3459388 | 8.17 | 0.38
139 | SC | BANK OF AMERICA | 343603 | 1998 | F19753 | ICE, CUMMINS, DIESEL, EMR, MODEL KTA 3067-GS, SN 33106, TURBOCHARGER, AFTERCOOLER, 1490 BHP, 16 CYL | Diesel | Cummins | KTA3067-GS | 993.3333 |  |  | 1490 | 333 S BEAUDRY AVE W1 1 | LOS ANGELES | 90017 | CORDERO ENSWINS | (213) 3459388 | 8.17 | 0.38
140 | SC | BANK OF AMERICA NT &SA | 166329 | 1988 | D01430 | ICE, DETROIT DIESEL, EMR, DIESEL, MODEL 4163-7305, SN 16E0006011, TURBOCHARGED, 12 CYL, 1350 BHP | Diesel | Detroit Diesel | 4163-7305 | 900 |  |  | 1350 | 611 N BRAND BLVD | GLENDALE | 91203 | LUCEY R.A. | (818) 5072455 | 8.17 | 0.38
141 | SC | BANK OF AMERICA NT &SA | 166330 | 1988 | D01431 | ICE, DETROIT DIESEL, EMR, DIESEL, MODEL 9163-7306, SN 16E0000342, TURBOCHARGED, 12 CYL, 1350 BHP | Diesel | Detroit Diesel | 9163-7306 | 900 |  |  | 1350 | 611 N BRAND BLVD | GLENDALE | 91203 | LUCEY R.A. | (818) 5072455 | 8.17 | 0.38
144 | SC | BANK OF AMERICA-PASADENA CARD CENTER | 259786 | 1991 | D47043 | ICE, DETROIT DIESEL, MODEL 8163-7405, 16 CYL, TURBOCHARGED, AFTERCOOLED, DIESEL, 1095 BHP, EMR | Diesel | Detroit Diesel | 8163-7405 | 730 |  |  | 1095 | 101 S MARENGO AVE | PASADENA | 91101 | SIACUNCO GEOFF | (626) 6662828 | 8.17 | 0.38
145 | SC | BARLOW RESPIRATORY HOSPITAL | 335942 | 1998 | F11537 | ICE, CUMMINS, DIESEL, EMR, MODEL KTA19-G4, SN H970646357, TURBOCHARGER, AFTERCOOLER, 755 BHP, 6 CYL | Diesel | Cummins | KTA19-G4 | 503.3333 |  |  | 755 | 2000 STADIUM WAY | LOS ANGELES | 90026-2696 | CRANE MARGARET | (213) 2504200 | 8.17 | 0.38
146 | SC | BARLOW RESPIRATORY HOSPITAL | 335943 | 1998 | F11538 | ICE, CUMMINS, DIESEL, EMR, MODEL KTA19-G4, SN H970646358, TURBOCHARGER, AFTERCOOLER, 755 BHP, 6 CYL | Diesel | Cummins | KTA19-G4 | 503.3333 |  |  | 755 | 2000 STADIUM WAY | LOS ANGELES | 90026-2696 | CRANE MARGARET | (213) 2504200 | 8.17 | 0.38
147 | SC | BAXTER HEALTHCARE CORP., HYLAND DIV | 118961 | 1984 | M38063 | ICE, CUMMINS, FOUR-STROKE, NATURALLY ASPIRATED, 12 CYL, MODEL VT-1710PG635, DIESEL, 636 HP, EMERGENCY ELECTRICAL GENERATION, 415 KW | Diesel | Cummins | VT1710-PG635 | 415 | 415 |  |  | 4501 COLORADO BLVD | LOS ANGELES | 90039 | ROSAL MARDY | (818) 5078613 | 11 | 0.53
148 | SC | BAXTER HEALTHCARE CORP., HYLAND DIV | 341055 | 1998 | F14192 | ICE, CATERPILLAR, DIESEL, EMERGENCY ELECTRICAL GENERATION, MODEL 3412 DITTA, 746 BHP, TURBOCHARGED, AFTERCOOLED, 12 CYL, 500 KW | Diesel | Caterpillar | 3412 DITTA | 500 | 500 |  |  | 15915 STRATHERN | VAN NUYS | 91406 | ROSAL MARDY | (818) 5078613 | 6.9 | 0.4
150 | SC | BAY TECHNOLOGY CENTER | 379765 | 2001 | F37216 | ICE, CUMMINS, DIESEL, EMR, MODEL VTA28-G2, SN G940550481, TURBOCHARGER, AFTERCOOLER, 900 BHP, 6 CYL | Diesel | Cummins | VTA28-G2 | 600 |  |  | 900 | 16802 ASTON ST | IRVINE | 92606 | BOYER TOM | (714) 3384363 | 6.9 | 0.4
151 | SC | BEAR MOUNTAIN, INC | 314420 | 1996 | F24610 | ICE, CUMMINS, DIESEL, MODEL KTTA 19, SN 11664821, TURBOCHARGER, AFTERCOOLER, 700 BHP, 6 CYL, SKI LIFT AUXILLARY DRIVE | Diesel | Cummins | KTTA 19 | 466.6667 |  |  | 700 | 43101 GOLDMINE DR | BIG BEAR LAKE | 92315-6812 | LUFKIN LES | (909) 5852519 | 6.9 | 0.4
152 | SC | BECKMAN COULTER, INC. | 361902 | 1999 | F23167 | ICE, CUMMINS, DIESEL, MODEL QST30-G2, TURBOCHARGER, AFTERCOOLER, 800 KW 12 CYL, EMR | Diesel | Cummins | QST30-G2 | 800 | 800 |  |  | 200 S KRAEMER BLVD W-365 | BREA | 92821 | OLSEN WAYNE | (714) 9938889 | 8.17 | 0.38
154 | SC | BERGEN BRUNSWIG | 246236 | 1991 | D42432 | ICE, DETROIT DIESEL, MODEL 12V-92TA, 12 CYL, TURBOCHARGED, AFTERCOOLED, DIESEL, 947 BHP, EMR | Diesel | Detroit Diesel | 12V-92TA | 631.3333 |  |  | 947 | 24903 KEARNEY AVE | VALENCIA | 91355 | SUMMERS LARRY | (714) 3854000 | 8.17 | 0.38
155 | SC | BERGEN BRUNSWIG DRUG CO | 204755 | 1989 | D25710 | ICE, CATERPILLAR, DIESEL, EMR, MODEL 3412TA, TURBOCHARGED, AFTERCOOLED, 12 CYL, 895 BHP | Diesel | Caterpillar | 3412 TA | 737.3333 |  |  | 1106 | 1851 CALIFORNIA AVE | CORONA | 91719 | ALBRIGHT KENNETH A | (909) 3712000 | 8.17 | 0.38
156 | SC | BEVERLY HILLS CITY | 232183 | 1990 | D36515 | ICE, CATERPILLAR, DIESEL, EMR, MODEL 3508, SN 23Z02729, TURBOCHARGED, AFTERCOOLED, 8 CYL, 1106 BHP | Diesel | Caterpillar | 3508 | 737.3333 |  |  | 1106 | 464 N REXFORD DR | BEVERLY HILLS | 90210-4817 | RATTNER HOWARD | (213) 2851181 | 8.17 | 0.38
157 | SC | BEVERLY HILLS CITY | 232184 | 1990 | D36517 | ICE, CATERPILLAR, DIESEL, EMR, MODEL 3412, SN 81Z07548, TURBOCHARGED, AFTERCOOLED, 12 CYL, 890 BHP | Diesel | Caterpillar | 3412 | 593.3333 |  |  | 890 | 464 N REXFORD DR | BEVERLY HILLS | 90210-4817 | RATTNER HOWARD | (213) 2851181 | 8.17 | 0.38
158 | SC | BEVERLY HILLS CITY OF | 373616 | 2000 | F35862 | ICE, CATERPILLAR, DIESEL, EMR, MODEL 3412 DITTA, SN 81Z24817, TURBOCHARGED, AFTERCOOLED, 12 CYL, 600 KW | Diesel | Caterpillar | 3412 DITTA | 600 | 600 |  |  | 455 N REXFORD DR | BEVERLY HILLS | 90210-4817 | BURNETT WALTER | (310) 2852485 | 6.9 | 0.4
160 | SC | BGI HOLDING II LLC | 356202 | 1999 | F21321 | ICE, CATERPILLAR, DIESEL, EMR, MODEL 3508, SN 23Z01697/7C4594, TURBOCHARGED, AFTERCOOLED, 8 CYL, 1196 BHP | Diesel | Caterpillar | 3508 | 797.3333 |  |  | 1196 | 1055 W 7TH ST | LOS ANGELES | 90017 | VARIE GAIL | (213) 6248641 | 8.17 | 0.38
161 | SC | BIG BEAR AREA REGIONAL WASTEWATER | 125017 | 1984 | M44591 | ICE, CATERPILLAR, DIESEL, EMR. MODEL 3408, 890 BHP, 550 KW | Diesel | Caterpillar | 3408 | 550 | 550 |  |  | 122 PALOMINO DR | BIG BEAR CITY | 92314 | SCHINCLER STEVEN | (909) 5855578 | 11 | 0.53
162 | SC | BIO-RAD LABORATORIES | 353272 | 1999 | F20494 | ICE, CUMMINS, DIESEL, MODEL QST30-G1,SN J980817980, TURBOCHARGER, AFTERCOOLER, 750 KW 12 CYL, EMR | Diesel | Cummins | QST30-G1 | 750 | 750 |  |  | 9500 JERONIMO RD | IRVINE | 92618-2017 | ALFREY JANICE | (949) 5981284 | 8.17 | 0.38
163 | SC | BKK CORPORATION, LANDFILL DIVISION GNRL | 291635 | 1994 | D82565 | ICE, CATERPILLAR, DIESEL, EMR, MODEL 3412 DITTA, SN 38510601, TURBOCHARGED, AFTERCOOLED, 12 CYL, 550 BHP | Diesel | Caterpillar | 3412 DITTA | 366.6667 |  |  | 550 | 2210 S AZUSA AVE | WEST COVINA | 91792 | SORIANO PETER | (626) 9650911 | 8.17 | 0.38
164 | SC | BNY CALIFORNIA INC, BARNEYS NEW YORK | 281916 | 1993 | D74708 | ICE, CATERPILLAR, DIESEL, EMR, MODEL 3512, TURBOCHARGED, AFTERCOOLED, 12 CYL, 1575 BHP | Diesel | Caterpillar | 3512 | 1050 |  |  | 1575 | 9570 WILSHIRE BLVD | BEVERLY HILLS | 90212 | TOLLIN JARID | (310) 8882200 | 8.17 | 0.38
165 | SC | BOEING SATELLITE SYSTEMS INC | 339380 | 1998 | F21873 | ICE, WAUKESHA, LPG FUELED, EMERGENCY ELECTRICAL GENERATION, MODEL L5108G, NATURALLY ASPIRATED, 12 CYL, FOUR-CYCLE, 773 BHP | LPG | Waukesha | L5108G | 515.3333 |  |  | 773 | 2240 E IMPERIAL HWY | EL SEGUNDO | 90245 | SEITZ DAVID M. | (310) 4162241
166 | SC | BOEING SATELLITE SYSTEMS INC | 339381 | 1998 | F21874 | ICE, WAUKESHA, LPG FUELED, EMERGENCY ELECTRICAL GENERATION, MODEL L5108G, NATURALLY ASPIRATED, 12 CYL, FOUR-CYCLE, 773 BHP | LPG | Waukesha | L5108G | 515.3333 |  |  | 773 | 2240 E IMPERIAL HWY | EL SEGUNDO | 90245 | SEITZ DAVID M. | (310) 4162241
167 | SC | BOEING SATELLITE SYSTEMS INC | 342386 | 1998 | F14899 | ICE, CATERPILLAR, DIESEL, EMERGENCY ELECTRICAL GENERATION, MODEL 3412 DITTA, TURBOCHARGED, AFTERCOOLED, 12 CYL, 500 KW | Diesel | Caterpillar | 3412 DITTA | 500 | 500 |  |  | 2240 E IMPERIAL HWY | EL SEGUNDO | 90245 | SEITZ DAVID M. | (310) 4162241 | 6.9 | 0.4
168 | SC | BOEING SATELLITE SYSTEMS INC | 380779 | 1998 | F37579 | ICE, CUMMINS, MODEL GTA28, NAT. GAS, EMERGENCY ELECTRICAL GENERATION, TURBOCHARGED, AFTERCOOLER, 770 HP | Natural Gas | Cummins | GTA28 | 513.3333 |  | 770 |  | 2240 E IMPERIAL HWY | EL SEGUNDO | 90245 | SEITZ DAVID M. | (310) 4162241
169 | SC | BOEING SATELLITE SYSTEMS INC | 380789 | 1998 | F37578 | ICE, CUMMINS, MODEL GTA28, NAT. GAS, EMR, TURBOCHARGED, AFTERCOOLER, 770 HP | Natural Gas | Cummins | GTA28 | 513.3333 |  | 770 |  | 2240 E IMPERIAL HWY | EL SEGUNDO | 90245 | SEITZ DAVID M. | (310) 4162241
170 | SC | BOEING SATELLITE SYSTEMS INC | 380797 | 1998 | F37577 | ICE, CUMMINS, MODEL GTA28, NAT. GAS, EMERGENCY ELECTRICAL GENERATION, TURBOCHARGED, AFTERCOOLER, 770 HP | Natural Gas | Cummins | GTA28 | 513.3333 |  | 770 |  | IMPERIAL MAPLE NASH & SELBY | EL SEGUNDO | 90245 | SEITZ DAVID M. | (310) 4162241
173 | SC | BREA CITY | 278366 | 1993 | D71268 | ICE, DETROIT DIESEL, EMR, DIESEL, MODEL 8163-7405, SN DD16VP010605, TURBOCHARGED, AFTERCOOLED, 16 CYL, 1095 BHP | Diesel | Detroit Diesel | 8163-7405 | 730 |  |  | 1095 | 545 N BERRY ST | BREA | 92621-3107 | BECKMAN RICH | (714) 9917696 | 8.17 | 0.38
174 | SC | BREA GREEN RECYCLING | 357532 | 1999 | F24049 | ICE, CATERPILLAR, MODEL 3412, DIESEL, 12 CYL, 800 BHP, TURBOCHARGED, AFTERCOOLED, DRIVING A WASTE WOOD GRINDER | Diesel | Caterpillar | 3412 | 533.3333 |  |  | 800 | 1983 VALENCIA AVE | BREA | 92823 | WABISZEWSKI DAVID | (714) 5779322 | 8.17 | 0.38
176 | SC | BUENA PARK CITY | 228837 | 1990 | D29918 | ICE, DETROIT DIESEL, EMERGENCY ELECTRICAL GENERATION, DIESEL, MODEL 8V92TA, TURBOCHARGED, AFTERCOOLED, 8 CYL, 540 BHP | Diesel | Detroit Diesel | 8V-92TA | 360 |  |  | 540 | 6491 KNOTT AVE | BUENA PARK | 90621 | JENSEN DONALD K | (714) 5219900 | 8.17 | 0.38
177 | SC | BUENA PARK CITY | 228852 | 1990 | D29911 | ICE, DETROIT DIESEL, EMERGENCY ELECTRICAL GENERATION, DIESEL, MODEL 8V92TAB, TURBOCHARGED, AFTERCOOLED, 8 CYL, 540 BHP | Diesel | Detroit Diesel | 8V-92TAB | 360 |  |  | 540 | 6480 CABALLERO BLVD | BUENA PARK | 90620 | JENSEN DONALD K | (714) 5219900 | 8.17 | 0.38
178 | SC | BUENA PARK CITY, FIRE STA #3 | 228841 | 1990 | D29919 | ICE, DETROIT DIESEL, EMR, DIESEL, MODEL 8V92TAB, TURBOCHARGED, AFTERCOOLED, 8 CYL, 540 BHP | Diesel | Detroit Diesel | 8V-92TAB | 360 |  |  | 540 | 9120 HOLDER ST | BUENA PARK | 90620 | JENSEN DONALD K | (714) 5219900 | 8.17 | 0.38
179 | SC | BUENA PARK CITY, MAINT YARD | 348441 | 1998 | F18322 | ICE, CATERPILLAR, DIESEL, EMR, MODEL 3400 DITA, SN 6819-10-96-1, TURBOCHARGED, AFTERCOOLED, 6 CYL, 400 KW | Diesel | Caterpillar | 3400 DITA | 400 | 400 |  |  | 8071 PAGE ST | BUENA PARK | 90620 | DE PIETRO PAUL | (714) 5623652 | 6.9 | 0.4
181 | SC | BURTON WAY LTD., FOUR SEASONS HOTEL LA | 207215 | 1989 | D20935 | ICE, DETROIT DIESEL, EMERGENCY ELECTRICAL GENERATION, DIESEL, MODEL 8123-7405, 12C 92TA, TURBOCHARGED, AFTERCOOLED, 12 CYL, 830 BHP | Diesel | Detroit Diesel | 8123-7405 | 553.3333 |  |  | 830 | 300 S DOHENY DR | LOS ANGELES | 90048 | BUECHNER TERRY | (310) 2732222 | 8.17 | 0.38
182 | SC | BUY.COM | 363660 | 1999 | F23800 | ICE, CATERPILLAR, DIESEL, EMR, MODEL 3406 DITA, SN 4ZR06033, TURBOCHARGED, AFTERCOOLED, 6 CYL, 400 KW | Diesel | Caterpillar | 3406 DITA | 400 | 400 |  |  | 85 ENTERPRISE | ALISO VIEJO | 92656 | FLENNIKEN SCOTT | (949) 3845752 | 6.9 | 0.4
183 | SC | CACIQUE CHEESE CO | 361872 | 1999 | F23042 | ICE, DETROIT DIESEL, EMR, DIESEL, MODEL R083-7K06, 571 KW, SN HF800E3J, TURBOCHARGED, AFTERCOOLED | Diesel | Detroit Diesel | R083-7K06 | 571 | 571 |  |  | 14940 PROCTOR AVE | INDUSTRY | 91744 | HODGE KEN | (626) 9613399 | 8.17 | 0.38
184 | SC | CAL FED | 196096 | 1989 | D51349 | ICE, CATERPILLAR, DIESEL, EMR, MODEL D3412PC, SN 3852005, TURBOCHARGED, AFTERCOOLED, 12 CYL, 755 BHP | Diesel | Caterpillar | D3412 PC | 503.3333 |  |  | 755 | 201 W LEXINGTON DR | GLENDALE | 91203 | BERNAL J | (213) 0000000 | 8.17 | 0.38
185 | SC | CAL ST, INST FOR WOMEN | 263736 | 1992 | D65111 | ICE, CATERPILLAR, DIESEL, MODEL 3512TA, SN 24704420, TURBOCHARGED, AFTERCOOLED, 12 CYL, 1800 BHP, EMR | Diesel | Caterpillar | 3512 TA | 1200 |  |  | 1800 | 16756 CHINO-CORONA RD | FRONTERA | 91720 | WOODS GEORGE | (909) 5971771 | 8.17 | 0.38
186 | SC | CAL ST, POLYTECHNIC UNIV, POMONA | 239197 | 1990 | D66593 | ICE, CATERPILLAR, DIESEL, MODEL 3512TA, TURBOCHARGED, AFTERCOOLED, 12 CYL, 1786 BHP, EMR | Diesel | Caterpillar | 3512 TA | 1190.6667 |  |  | 1786 | 3801 W TEMPLE AVE | POMONA | 91768 | HUYTER MICHAEL P. | (909) 8693230 | 8.17 | 0.38
187 | SC | CAL ST, POLYTECHNIC UNIV, POMONA | 369391 | 2000 | F35110 | ICE, DETROIT DIESEL, MODEL 12V-71TA, SN 12VA09100, DIESEL, 12 CYL, TURBOCHARGED, AFTERCOOLED, EMR, 760 BHP | Diesel | Detroit Diesel | 12V-71TA | 506.6667 |  |  | 760 | 3801 W TEMPLE AVE | POMONA | 91768 | HUYTER MICHAEL P. | (909) 8693230 | 6.9 | 0.4
188 | SC | CAL ST, YOUTH AUTH, SO RCPTN CTR & CLNC | 296668 | 1994 | D87280 | ICE, CATERPILLAR, MODEL 3412 DITTA, 600 KW, 12 CYL, TURBOCHARGED, AFTERCOOLED, EMR | Diesel | Caterpillar | 3412 DITTA | 600 | 600 |  |  | 13200 BLOOMFIELD AVE | NORWALK | 90650-3253 | WARREN FRANK | (310) 8689979 | 8.17 | 0.38
189 | SC | CALIF ST DEPT OF CORRECTIONS,CAL INS MEN | 203119 | 1989 | D32894 | ICE, CATERPILLLAR, MODEL 3406B-DT, SN 2WB04614, 6 CYL, 534 BHP, TURBOCHARGED, AFTERCOOLED, EMERGENCY ELECTRICAL GENERATION | Diesel | Caterpillar | 3406B DT | 356 |  |  | 534 | 14901 CENTRAL AVE | CHINO | 91710 | HANNA MAGDY | (909) 5971821 | 8.17 | 0.38
190 | SC | CALIF ST DEPT OF CORRECTIONS,CAL INS MEN | 203120 | 1989 | D32714 | ICE, CATERPILLLAR, MODEL 3406B-DT, SN 2WB04628, 6 CYL, 534 BHP, TURBOCHARGED, AFTERCOOLED, EMERGENCY ELECTRICAL GENERATION | Diesel | Caterpillar | 3406B DT | 356 |  |  | 534 | 14901 CENTRAL AVE | CHINO | 91710 | HANNA MAGDY | (909) 5971821 | 8.17 | 0.38
191 | SC | CALIFORNIA ARMY NATIONAL GUARD | 373909 | 2000 | F37344 | ICE, DETROIT DIESEL, MODEL 8083-7405, SN DD08VF123822, 8 CYL, DIESEL, EMERGENCY ELECTRICAL GENERATION, TURBOCHARGED, 540 BHP | Diesel | Detroit Diesel | 8083-7405 | 360 |  |  | 540 | 4411 YORKTOWN AVE BLDG.6.SUITE 22 | LOS ALAMITOS | 90720-5177 | HARDIN TROY | (562) 7952114 | 6.9 | 0.4
192 | SC | CALIFORNIA ARMY NATIONAL GUARD | 373910 | 2000 | F37345 | ICE, DETROIT DIESEL, MODEL 8083-7405, SN DD08VF123846, 8 CYL, DIESEL, EMERGENCY ELECTRICAL GENERATION, TURBOCHARGED, 540 BHP | Diesel | Detroit Diesel | 8083-7405 | 360 |  |  | 540 | 4411 YORKTOWN AVE BLDG.6.SUITE 22 | LOS ALAMITOS | 90720-5177 | HARDIN TROY | (562) 7952114 | 6.9 | 0.4
193 | SC | CALIFORNIA ARMY NATIONAL GUARD | 373911 | 2000 | F37352 | ICE, DETROIT DIESEL, MODEL 8083-7405, SN DD08VF123858, 8 CYL, DIESEL, EMERGENCY ELECTRICAL GENERATION, TURBOCHARGED, 540 BHP | Diesel | Detroit Diesel | 8083-7405 | 360 |  |  | 540 | 4411 YORKTOWN AVE BLDG.6.SUITE 22 | LOS ALAMITOS | 90720-5177 | HARDIN TROY | (562) 7952114 | 6.9 | 0.4
194 | SC | CALIFORNIA BIO MASS, INC | 316871 | 1996 | F8767 | ICE, CATERPILLAR, DIESEL, MODEL 3408, 8 CYL, 503 BHP, DRIVING A PORTABLE WOOD WASTE GRINDER | Diesel | Caterpillar | 3408 | 335.3333 |  |  | 503 | 10397 ALDER AVE | BLOOMINGTON | 92316 | HURDY DAVID L | (909) 8756441 | 6.9 | 0.4
195 | SC | CALIFORNIA COMMERCE CLUB INC | 250335 | 1991 | D39435 | ICE, CUMMINS, DIESEL, MODEL KTA50-G1, EMR, 16 CYL, TURBOCHARGED, AFTERCOOLED, 1490 BHP | Diesel | Cummins | KTA50-G1 | 993.3333 |  |  | 1490 | 6131 E TELEGRAPH RD | COMMERCE | 90040-2501 | MARSEILLES BILL | (323) 7212100 | 8.17 | 0.38
196 | SC | CALIFORNIA COMMERCE CLUB INC | 322137 | 1996 | F3928 | ICE, DETROIT DIESEL, MODEL 7243-4706 (24V-71TA), DIESEL, EMERGENCY ELECTRICAL GENERATION, 24 CYL, 1550 BHP, TURBOCHARGED, AFTERCOOLED | Diesel | Detroit Diesel | 7243-4706 | 1033.3333 |  |  | 1550 | 6131 E TELEGRAPH RD | COMMERCE | 90040-2501 | MARSEILLES BILL | (323) 7212100 | 8.17 | 0.38
197 | SC | CALIFORNIA COMMERCE CLUB INC | 359042 | 1999 | F21997 | ICE, DETROIT DIESEL, MODEL R163-7K06, DIESEL, EMERGENCY ELECTRICAL GENERATION, 1350 BHP, 16 CYL, 1007 KW, TURBOCHARGED, AFTERCOOLED | Diesel | Detroit Diesel | R163-7K06 | 1007 | 1007 |  |  | 6131 E TELEGRAPH RD | COMMERCE | 90040-2501 | MARSEILLES BILL | (323) 7212100 | 8.17 | 0.38
201 | SC | CALIFORNIA INDEPENDENT SYSTEM OPR, (ISO) | 332084 | 1997 | F9318 | ICE, CUMMINS, DIESEL, EMR, 12 CYL, MODEL QST30-G3, 1340 BHP, TURBOCHARGED, AFTERCOOLED | Diesel | Cummins | QST30-G3 | 893.3333 |  |  | 1340 | 1000 S FREMONT ST BLDG A13 | ALHAMBRA | 91803-4737 | WOO CHUCK | (626) 5872723 | 8.17 | 0.38
202 | SC | CALIFORNIA PORTLAND CEMENT CO (NSR USE) | 373031 | 2000 | F36150 | ICE, CATERPILLAR, NAT. GAS, EMR, MODEL 3415SITA, 675 HP, TURBOCHARGER, AFTERCOOLER | Natural Gas | Caterpillar | 3415 SITA | 450 |  | 675 |  | 695 S RANCHO AVE | COLTON | 92324 | KEYES TIMOTHY F | (909) 8254260
204 | SC | CALIFORNIA STATE UNIVERSITY, FULLERTON | 273128 | 1992 | D65153 | ICE, CATERPILLAR, EMR, MODEL 3406B DITA, 350 KW, TURBOCHARGED, AFTERCOOLED | Diesel | Caterpillar | 3406B DITA | 350 | 350 |  |  | 800 N STATE COLLEGE BLVD | FULLERTON | 92834 | GILL ROBERT | (714) 2784345 | 8.17 | 0.38
205 | SC | CALIFORNIA STATE UNIVERSITY, FULLERTON | 302650 | 1995 | D89972 | ICE, DETROIT DIESEL, 16 CYL, DIESEL, EMR, MODEL 16V-92TA, 1095 BHP, TURBOCHARGED, AFTERCOOLED | Diesel | Detroit Diesel | 16V-92TA | 730 |  |  | 1095 | 800 N STATE COLLEGE BLVD | FULLERTON | 92834 | GILL ROBERT | (714) 2784345 | 8.17 | 0.38
206 | SC | CALIFORNIA VIDEO CENTER | 341260 | 1998 | F14408 | ICE, CATERPILLAR, DIESEL, EMR, 12 CYL, MODEL 3412 DITTA, 600 KW, SN 81Z22738, TURBOCHARGED, AFTERCOOLED | Diesel | Caterpillar | 3412 DITTA | 600 | 600 |  |  | 5432 W 102ND ST | LOS ANGELES | 90045-6005 | JALAL LALANI | (626) 9720454 | 8.17 | 0.38
207 | SC | CALIFORNIA WATER SERVICE | 372098 | 2000 | F33663 | ICE, MITSUBISHI, MODEL 24.5DTA, DIESEL, 12 CYL, EMR, 809 BHP, TURBOCHARGED, AFTERCOOLED | Diesel | Mitsubishi | 24.5 DTA | 539.3333 |  |  | 809 | 18800 S WILMINGTON ST | COMPTON | 90809 | RAY MELINDA | (310) 8342625 | 6.9 | 0.4
209 | SC | CALIFORNIA WOOD RECYCLING | 342777 | 1998 | F25999 | ICE, CATERPILLAR, PORTABLE, MODEL 3412DIT, SN 38S17357, 12 CYL, TURBOCHARGED, AFTERCOOLED, DIESEL, 650 BHP, OPERATING A WOOD TUB GRINDER | Diesel | Caterpillar | 3412 DIT | 433.3333 |  |  | 650 | VARIOUS LOCATIONS IN SCAQMD | VALENCIA | 91355 | CAMARILLO BILL | (805) 4858756 | 6.9 | 0.4
210 | SC | CALMAT CO | 231877 | 1990 | D63932 | ICE, CATERPILLAR, DIESEL, PORTABLE, MODEL D398, 16 CYL, 800 BHP | Diesel | Caterpillar | D398 | 533.3333 |  |  | 800 | VARIOUS LOCATIONS SCAQMD TERMINAL ANNEX | LOS ANGELES | 90051 | LUCERO TONY J | (323) 2582777 | 8.17 | 0.38
211 | SC | CALMAT CO | 289694 | 1994 | D83151 | ICE, CATERPILLAR, PORTABLE, MODEL 0398, DIESEL, SN 66B7871, 12 CYL, TURBOCHARGED, AFTERCOOLED, 853 BHP | Diesel | Caterpillar | O398 | 568.6667 |  |  | 853 | VARIOUS LOCATIONS SCAQMD TERMINAL ANNEX | LOS ANGELES | 90051-0950 | LUCERO TONY J | (323) 2582777 | 8.17 | 0.38
212 | SC | CANDLE CORPORATION | 357542 | 1999 | F21408 | ICE, CATERPILLAR, DIESEL, EMR, MODEL 3406 DITA, SN 9NN00439, 400 KW, TURBOCHARGED, AFTERCOOLED, 6 CYL | Diesel | Caterpillar | 3406 DITA | 400 | 400 |  |  | 201 N DOUGLAS | EL SEGUNDO | 90245 | SORENA AL | (310) 8295800 | 6.9 | 0.4
213 | SC | CAPITAL & COUNTIES USA INC | 203321 | 1989 | D17233 | ICE, CATERPILLAR, DIESEL, EMR, MODEL 3406TA, 6 CYL, 519 BHP, TURBOCHARGED, AFTERCOOLED | Diesel | Caterpillar | 3406 TA | 346 |  |  | 519 | 800 W 6TH ST | LOS ANGELES | 90017 | WHITE ANN SUNDIN | (213) 6209200 | 8.17 | 0.38
214 | SC | CAPITAL GROUP INC, THE | 363934 | 1999 | F23837 | ICE, CATERPILLAR, DIESEL, EMR, MODEL 3412 DITTA, 600 KW, SN 81Z06204, TURBOCHARGED, AFTERCOOLED | Diesel | Caterpillar | 3412 DITTA | 600 | 600 |  |  | 135 S STATE COLLEGE ST | BREA | 92621 | CORRY BILL | (714) 2575505 | 8.17 | 0.38
216 | SC | CAREMARK INC, CAREMARK THERAPEUTIC SVS | 360717 | 1999 | F22771 | ICE, CATERPILLAR, DIESEL, EMR, MODEL 3412 DITTA, 600 KW, SN 81Z06204, TURBOCHARGED, AFTERCOOLED | Diesel | Caterpillar | 3412 DITTA | 600 | 600 |  |  | 1127 BRYN MAWR AVE | REDLANDS | 92374 | OLIVER CANDYCE | (909) 7967171 | 8.17 | 0.38
217 | SC | CARLSBERG MANAGEMENT COMPANY | 351758 | 1999 | F20126 | ICE, CUMMINS, DIESEL, EMR, MODEL KTA 2300G, 1030 BHP, TURBOCHARGED, AFTERCOOLED | Diesel | Cummins | KTA2300-G | 686.6667 |  |  | 1030 | 6171 W CENTURY BLVD | LOS ANGELES | 90045 | VIESCA SAL | (310) 4509696 | 8.17 | 0.38
218 | SC | CARLSBERG MANAGEMENT COMPANY | 351760 | 1999 | F20128 | ICE, CUMMINS, DIESEL, EMR, MODEL KTA 2300G, 1030 BHP, TURBOCHARGED, AFTERCOOLED | Diesel | Cummins | KTA2300-G | 686.6667 |  |  | 1030 | 6171 W CENTURY BLVD | LOS ANGELES | 90045 | VIESCA SAL | (310) 4509696 | 8.17 | 0.38
219 | SC | CARRAMERICA REALTY, L.P. | 337943 | 1998 | F12871 | ICE, CATERPILLAR, DIESEL, EMR, 8 CYL, MODEL 3408 TA, SN 78202079, 602 BHP, TURBOCHARGED, AFTERCOOLED | Diesel | Caterpillar | 3408 TA | 401.3333 |  |  | 602 | 3150 BRISTOL ST | COSTA MESA | 92626 | STONE BOB | (714) 5402277 | 6.9 | 0.4
220 | SC | CASTAIC LAKE WATER AGENCY | 235839 | 1990 | D67768 | ICE, WAUKESHA, EMR, PROPANE, MODEL F2895 G, 6 CYL, NATURALLY ASPIRATED, 526 BHP | Propane | Waukesha | F2895G | 350.6667 |  |  | 526 | 32700 N LAKE HUGHES RD | CASTAIC | 91380 | POLLOCK WENDELL | (805) 2572055
223 | SC | CEDARS SINAI MEDICAL TOWERS | 365633 | 2000 | F46082 | ICE, ONAN, MODEL VT-1710-G, OIL-FIRED, 400 KW | Oil-Fired | Onan | VT1710-G | 400 | 400 |  |  | 8631-35 W 3RD ST STE 301 | LOS ANGELES | 90048 | LAZAUSKAS PETER P | (310) 3585550
224 | SC | CEDARS SINAI MEDICAL TOWERS | 365635 | 2000 | F46084 | ICE, CUMMINS, DIESEL, EMERGENCY ELECTRICAL GENERATION, 6 CYL, MODEL KTA19-G2, 600 BHP, TURBOCHARGED, AFTERCOOLED | Diesel | Cummins | KTA19-G2 | 400 |  |  | 600 | 8631-35 W 3RD ST STE 301 | LOS ANGELES | 90048 | LAZAUSKAS PETER P | (310) 3585550 | 6.9 | 0.4
225 | SC | CEDARS-SINAI MEDICAL CENTER | 171614 | 1988 | D05896 | ICE, CATERPILLAR, DIESEL, EMR, MODEL 3412, 12 CYL, 890 BHP, TURBOCHARGED, AFTERCOOLED | Diesel | Caterpillar | 3412 | 593.3333 |  |  | 890 | 444 S SAN VICENTE BLVD | LOS ANGELES | 90048 | SILVA PATRICIA E | (213) 8558831 | 8.17 | 0.38
226 | SC | CEDARS-SINAI MEDICAL CTR | 249844 | 1991 | D45165 | ICE, DETROIT DIESEL, EMR, 16 CYL, DIESEL, MODEL 9163-7316, TURBOCHARGED, AFTERCOOLED, 1745 BHP | Diesel | Detroit Diesel | 9163-7316 | 1163.3333 |  |  | 1745 | 8730 ALDEN DR | LOS ANGELES | 90048 | WILLIAMS JEFFERY M | (310) 8554336 | 8.17 | 0.38
227 | SC | CEDARS-SINAI MEDICAL CTR | 249845 | 1991 | D45166 | ICE, DETROIT DIESEL, EMR, 16 CYL, DIESEL, MODEL 9163-7316, TURBOCHARGED, AFTERCOOLED, 1745 BHP | Diesel | Detroit Diesel | 9163-7316 | 1163.3333 |  |  | 1745 | 8730 ALDEN DR | LOS ANGELES | 90048 | WILLIAMS JEFFERY M | (310) 8554336 | 8.17 | 0.38
228 | SC | CEDARS-SINAI MEDICAL CTR | 378130 | 2000 | F36173 | ICE, CATERPILLAR, DIESEL, EMR, MODEL 3508, 8 CYL, 1486 BHP, TURBOCHARGED, AFTERCOOLED | Diesel | Caterpillar | 3508 | 990.6667 |  |  | 1486 | 8730 ALDEN DR | LOS ANGELES | 90048 | WILLIAMS JEFFERY M | (310) 8554336 | 6.9 | 0.4
229 | SC | CEDARS-SINAI MEDICAL CTR | C27699 | 1990 | M14491 | ICE, DETROIT DIESEL, MODEL 9163-7306, 1100 KW, | Diesel | Detroit Diesel | 9163-7306 | 1100 | 1100 |  |  | 8730 ALDEN DR | LOS ANGELES | 90048 | WILLIAMS JEFFERY M | (310) 8554336 | 8.17 | 0.38
230 | SC | CEDARS-SINAI MEDICAL CTR | C27700 | 1990 | M14492 | ICE, DETROIT DIESEL, EMR, DIESEL, MODEL 9136-7306, 1540 BHP, 1100 KW | Diesel | Detroit Diesel | 9163-7306 | 1100 | 1100 |  |  | 8730 ALDEN DR | LOS ANGELES | 90048 | WILLIAMS JEFFERY M | (310) 8554336 | 8.17 | 0.38
231 | SC | CEDARS-SINAI MEDICAL CTR | C27701 | 1990 | M14493 | ICE, DETROIT DIESEL, DIESEL, MODEL 9163-7306, 1540 BHP, 1100 KW | Diesel | Detroit Diesel | 9163-7306 | 1100 | 1100 |  |  | 8730 ALDEN DR | LOS ANGELES | 90048 | WILLIAMS JEFFERY M | (310) 8554336 | 8.17 | 0.38
232 | SC | CEDARS-SINAI MEDICAL CTR | C27702 | 1990 | M14494 | ICE, DETROIT DIESEL, MODEL 9163-7306, 1100 KW, 1540 BHP | Diesel | Detroit Diesel | 9163-7306 | 1100 | 1100 |  |  | 8730 ALDEN DR | LOS ANGELES | 90048 | WILLIAMS JEFFERY M | (310) 8554336 | 8.17 | 0.38
233 | SC | CEDARS-SINAI MEDICAL CTR | C27703 | 1990 | M14495 | ICE, CUMMINS, MODEL KD-350, 350 KW | Diesel | Cummins | KD-350 | 350 | 350 |  |  | 8730 ALDEN DR | LOS ANGELES | 90048 | WILLIAMS JEFFERY M | (310) 8554336 | 8.17 | 0.38
234 | SC | CENTER TRUST/ALEXANDER HAAGEN CO. | 250341 | 1991 | D39438 | ICE, CUMMINS, DIESEL, EMR, MODEL NTA855-G3, 6 CYL, 535 BHP, TURBOCHARGED, AFTERCOOLED | Diesel | Cummins | NTA855-G3 | 356.6667 |  |  | 535 | 201 E MAGNOLIA BLVD | BURBANK | 91501 | DEMARCO PAUL | (818) 5661253 | 8.17 | 0.38
235 | SC | CENTER WEST | 240960 | 1990 | D36738 | ICE, CATERPILLAR, DIESEL, EMR, MODEL 3508, 8 CYL, 1023 BHP, TURBOCHARGED, AFTERCOOLED | Diesel | Caterpillar | 3508 | 682 |  |  | 1023 | 10877 WILSHIRE BLVD | LOS ANGELES | 90024 | HAMAOUI NESS | (213) 8241600 | 8.17 | 0.38
236 | SC | CENTRAL PLANTS INC, DREAMWORKS, DBA | 359828 | 1999 | F34221 | ICE, CATERPILLAR, DIESEL, EMR, MODEL 3512 DITA, 1250 KW, 12 CYL, TURBOCHARGED, AFTERCOOLED | Diesel | Caterpillar | 3512 DITA | 1250 | 1250 |  |  | 901 -1000 FLOWER ST | GLENDALE | 91201 | ZISON STANLEY W | (213) 2444195 | 8.17 | 0.38
237 | SC | CENTRAL PLAZA LLC | 366921 | 2000 | F32244 | ICE, CATERPILLAR, DIESEL, EMR, MODEL 3508 TA, 8 CYL, 1486 BHP, TURBOCHARGED, AFTERCOOLED | Diesel | Caterpillar | 3508 TA | 990.6667 |  |  | 1486 | 3450 WILSHIRE BLVD STE 400 | LOS ANGELES | 90010 | KIM PAUL | (213) 4873770 | 6.9 | 0.4
238 | SC | CENTURY PARK PLAZA, DOUGLAS EMMETT REALT | 371317 | 2000 | F34619 | ICE, CATERPILLAR, DIESEL, EMR, MODEL 3406, 6 CYL, 519 BHP, TURBOCHARGED, AFTERCOOLED | Diesel | Caterpillar | 3406 | 346 |  |  | 519 | 1801 CENTURY PARK EAST SUITE 470 | LOS ANGELES | 90067 | BOHENER PETER | (310) 5521801 | 6.9 | 0.4
239 | SC | CERIDIAN TAX SERVICE, INC | 351958 | 1999 | F20230 | ICE, CATERPILLAR, DIESEL, EMR, 400 KW, MODEL 3406 DITA, 6 CYL, TURBOCHARGED, AFTERCOOLED | Diesel | Caterpillar | 3406 DITA | 400 | 400 |  |  | 17390 BROOKHURST ST SUITE 300 | FOUNTAIN VALLEY | 92708 | VATCHER HAROLD | (714) 9631311 | 6.9 | 0.4
240 | SC | CHAPMAN GEN HOSP | 299020 | 1994 | D87488 | ICE, DETROIT DIESEL, EMR, MODEL 8V-92TA, DIESEL, 8 CYL, 568 BHP, TURBOCHARGED, AFTERCOOLED | Diesel | Detroit Diesel | 8V-92TA | 378.6667 |  |  | 568 | 2601 E CHAPMAN | ORANGE | 92669-3296 | WILSON MARK | (714) 6330011 | 8.17 | 0.38
245 | SC | CHILDREN'S HOSPITAL OF LOS ANGELES | 242585 | 1991 | D39311 | ICE, DETROIT DIESEL, MODEL 8123-7400, DIESEL, EMR, 12 CYL, 830 BHP, TURBOCHARGED, AFTERCOOLED, | Diesel | Detroit Diesel | 8123-7400 | 553.3333 |  |  | 830 | 4650 SUNSET BLVD | LOS ANGELES | 90027-6088 | HOLLOWELL ROBERT | (323) 6692400 | 8.17 | 0.38
246 | SC | CHILDREN'S HOSPITAL OF LOS ANGELES | 360267 | 1999 | F22417 | ICE, CATERPILLAR, DIESEL, EMR, 1250 KW, MODEL 3512 DITA, 12 CYL, TURBOCHARGED, AFTERCOOLED | Diesel | Caterpillar | 3512 DITA | 1250 | 1250 |  |  | 4650 SUNSET BLVD | LOS ANGELES | 90027-6088 | HOLLOWELL ROBERT | (323) 6692400 | 8.17 | 0.38
247 | SC | CHILDREN'S HOSPITAL OF LOS ANGELES | 365284 | 2000 | F24882 | ICE, CATERPILLAR, DIESEL, EMR, 1250 KW, MODEL 3512 DITA, 12 CYL, TURBOCHARGED, AFTERCOOLED | Diesel | Caterpillar | 3512 DITA | 1250 | 1250 |  |  | 4650 SUNSET BLVD | LOS ANGELES | 90027-6088 | HOLLOWELL ROBERT | (323) 6692400 | 6.9 | 0.4
248 | SC | CHILDREN'S HOSPITAL OF LOS ANGELES | 365285 | 2000 | F24883 | ICE, CATERPILLAR, DIESEL, EMR, 1250 KW, MODEL 3512 DITA, 12 CYL, TURBOCHARGED, AFTERCOOLED | Diesel | Caterpillar | 3512 DITA | 1250 | 1250 |  |  | 4650 SUNSET BLVD | LOS ANGELES | 90027-6088 | HOLLOWELL ROBERT | (323) 6692400 | 6.9 | 0.4
249 | SC | CHILDREN'S HOSPITAL OF LOS ANGELES | 365287 | 2000 | F24884 | ICE, CATERPILLAR, DIESEL, EMR, 1250 KW, MODEL 3512 DITA, 12 CYL, TURBOCHARGED, AFTERCOOLED | Diesel | Caterpillar | 3512 DITA | 1250 | 1250 |  |  | 4650 SUNSET BLVD | LOS ANGELES | 90027-6088 | HOLLOWELL ROBERT | (323) 6692400 | 6.9 | 0.4
250 | SC | CHILDRENS HOSPITAL OF ORANGE COUNTY | 211684 | 1989 | D65324 | ICE, CATERPILLAR, DIESEL, EMERGENCY ELECTRICAL GENERATION, 890 BHP, MODEL 3412 TA, 12 CYL, TURBOCHARGED, AFTERCOOLED | Diesel | Caterpillar | 3412 TA | 593.3333 |  |  | 890 | 455 S MAIN ST | ORANGE | 92668 | TORRES JOHN | (714) 5328557 | 8.17 | 0.38
251 | SC | CHILDRENS HOSPITAL OF ORANGE COUNTY | 211685 | 1989 | D64685 | ICE, CATERPILLAR, DIESEL, EMERGENCY ELECTRICAL GENERATION, 890 BHP, MODEL 3412 TA, 12 CYL, TURBOCHARGED, AFTERCOOLED | Diesel | Caterpillar | 3412 TA | 593.3333 |  |  | 890 | 455 S MAIN ST | ORANGE | 92668 | TORRES JOHN | (714) 5328557 | 8.17 | 0.38
252 | SC | CHILDRENS HOSPITAL OF ORANGE COUNTY | 211686 | 1989 | D64686 | ICE, CATERPILLAR, DIESEL, EMERGENCY ELECTRICAL GENERATION, 890 BHP, MODEL 3412 TA, 12 CYL, TURBOCHARGED, AFTERCOOLED | Diesel | Caterpillar | 3412 TA | 593.3333 |  |  | 890 | 455 S MAIN ST | ORANGE | 92668 | TORRES JOHN | (714) 5328557 | 8.17 | 0.38
254 | SC | CHIPPEWA ENTERPRISES INC | 290323 | 1994 | D82378 | ICE, CATERPILLAR, DIESEL, EMR, MODEL 3508TA, 750 KW, 8 CYL, TURBOCHARGED, AFTERCOOLED | Diesel | Caterpillar | 3508 TA | 750 | 750 |  |  | 3801 UNIVERSITY AVE | RIVERSIDE | 92501 | BELLE MARILYNN | (909) 3699844 | 8.17 | 0.38
255 | SC | CHURCHILL DOWNS CALIF CO, HOLLYWOOD PARK | 365848 | 1999 | F27429 | ICE, CATERPILLAR, DIESEL, EMR, MODEL 3512 DI, SN 24Z00968, 12 CYL, 1471 BHP, TURBOCHARGED, AFTERCOOLED | Diesel | Caterpillar | 3512 DI | 980.6667 |  |  | 1471 | 1050 S PRAIRIE AVE | INGLEWOOD | 90301 | BOUNDS CLEN | (310) 4191618 | 8.17 | 0.38
256 | SC | CITY OF ANAHEIM/COMB TURBINE GEN STATION | 236723 | 1990 | D33644 | ICE, DETROIT DIESEL, EMR, DIESEL, MODEL 9136-7316, 16 CYL, 2020 BHP, TURBOCHARGED, INTERCOOLED | Diesel | Detroit Diesel | 9136-7316 | 1346.6667 |  |  | 2020 | 1144 N KRAEMER BLVD | ANAHEIM | 92806 | WILSON SUZANNE | (714) 7656874 | 8.17 | 0.38
257 | SC | CITY OF ARCADIA/ORANGE GROVE PUMPING STN | 366217 | 2000 | F24480 | ICE, DETROIT DIESEL, EMR, DIESEL, MODEL 6063-TK35, 6 CYL, 310 KW, TURBOCHARGED, INTERCOOLED | Diesel | Detroit Diesel | 6063-TK35 | 310 | 310 |  |  | 79 W ORANGE GROVE | ARCADIA | 91066-6021 | MCVEY DAVID | (626) 2566664 | 6.9 | 0.4
258 | SC | CITY OF ARCADIA-WATER DIVISION | 362344 | 1999 | F23275 | ICE, CATERPILLAR, DIESEL, EMR, MODEL 3406 DITA, 350 KW, 6 CYL, TURBOCHARGED, AFTERCOOLED | Diesel | Caterpillar | 3406 DITA | 350 | 350 |  |  | 2205 N SANTA ANITA AVE | SIERRA MADRE | 91024 | KONKIRATI PAUL | (626) 2566582 | 6.9 | 0.4
259 | SC | CITY OF BEVERLY HILLS | 373622 | 2000 | F37171 | ICE, CATERPILLAR, DIESEL, EMR, MODEL 3412 , SN 81Z06121, 12 CYL, 750 BHP, TURBOCHARGED, AFTERCOOLED | Diesel | Caterpillar | 3412 | 500 |  |  | 750 | 444 N REXFORD | BEVERLY HILLS | 90210-4873 | BURNETT WALTER | (310) 2852485 | 6.9 | 0.4
260 | SC | CITY OF BUENA PARK, FREEWAY WELL | 348442 | 1998 | F18324 | ICE, CATERPILLAR, DIESEL, EMR, MODEL 3406 DITA , SN 4PM00078, 12 CYL, 400 KW, TURBOCHARGED, AFTERCOOLED | Diesel | Caterpillar | 3406 DITA | 400 | 400 |  |  | 7301 KNOTT AVE | BUENA PARK | 90620 | DE PIETRO PAUL | (714) 5623651 | 6.9 | 0.4
261 | SC | CITY OF BURBANK, POLICE/FIRE HDQTRS | 330600 | 1997 | F8526 | ICE, CUMMINS, DIESEL, EMR, MODEL QST30-G2, SN 100-3337-04, 800 KW, TURBOCHARGED, AFTERCOOLED | Diesel | Cummins | QST30-G2 | 800 | 800 |  |  | 200 N THIRD ST | BURBANK | 91502 | BERDROW STEVE | (818) 2383161 | 8.17 | 0.38
262 | SC | CITY OF CERRITOS | 306672 | 1995 | D93178 | ICE, DETROIT DIESEL, EMR, DIESEL, MODEL 8083-7416 (8V-92TA), 8 CYL, 643 BHP, TURBOCHARGED, AFTERCOOLED | Diesel | Detroit Diesel | 8083-7416 | 428.6667 |  |  | 643 | 12700 CENTER DR | CERRITOS | 90703 | RAMON PHIL | (310) 8600311 | 8.17 | 0.38
263 | SC | CITY OF CORONA | 365070 | 1999 | F28435 | ICE, CATERPILLAR, DIESEL, EMR, MODEL 3412 DITTA, 12 CYL, 746 BHP, TURBOCHARGED, AFTERCOOLED | Diesel | Caterpillar | 3412 DITTA | 497.3333 |  |  | 746 | 405 SIERRA VISTA ST | CORONA | 91720 | RACINE MARSHALL L | (909) 736 | 6.9 | 0.4
264 | SC | CITY OF DOWNEY | 296096 | 1994 | D85821 | ICE, CATERPILLAR, PORTABLE, MODEL 3406B, 6 CYL, 585 BHP, TURBOCHARGED, AFTERCOOLED | Diesel | Caterpillar | 3406B | 390 |  |  | 585 | 9252 STEWART & GRAY | DOWNEY | 90242 | VASQUEZ TONY | (310) 9047202 | 8.17 | 0.38
265 | SC | CITY OF EL SEGUNDO,DEPT. OF PUBLIC WORKS | 357448 | 1999 | F21374 | ICE, CUMMINS, DIESEL, EMR, MODEL NTA855-G5, 605 BHP, 6 CYL, TURBOCHARGED, AFTERCOOLED | Diesel | Cummins | NTA855-G5 | 403.3333 |  |  | 605 | 348 MAIN ST | EL SEGUNDO | 90245 | DOMANN CATHY | (310) 6072208 | 6.9 | 0.4
266 | SC | CITY OF HOPE MEDICAL CENTER | 269895 | 1992 | D64727 | ICE, CATERPILLAR, DIESEL, EMR, MODEL 3516, SN 25Z00808, 1500 KW, TURBOCHARGED, AFTERCOOLED | Diesel | Caterpillar | 3516 | 1500 | 1500 |  |  | 1500 E DUARTE RD | DUARTE | 91010-3012 | THACKER MARK S | (818) 3598111 | 8.17 | 0.38
267 | SC | CITY OF HOPE MEDICAL CENTER | 269896 | 1992 | D64728 | ICE, CATERPILLAR, DIESEL, EMR, MODEL 3516, SN 25Z00807, 1500 KW, TURBOCHARGED, AFTERCOOLED | Diesel | Caterpillar | 3516 | 1500 | 1500 |  |  | 1500 E DUARTE RD | DUARTE | 91010-3012 | THACKER MARK S | (818) 3598111 | 8.17 | 0.38
268 | SC | CITY OF HOPE MEDICAL CENTER | 269898 | 1992 | D64729 | ICE, CATERPILLAR, DIESEL, EMR, MODEL 3516, SN 25Z00809, 1500 KW, TURBOCHARGED, AFTERCOOLED | Diesel | Caterpillar | 3516 | 1500 | 1500 |  |  | 1500 E DUARTE RD | DUARTE | 91010-3012 | THACKER MARK S | (818) 3598111 | 8.17 | 0.38
269 | SC | CITY OF HOPE MEDICAL CENTER | 314936 | 1996 | D98623 | ICE, CATERPILLAR, DIESEL, EMR, MODEL 3516 DITA, 2000 KW, 16 CYL TURBOCHARGED, AFTERCOOLED | Diesel | Caterpillar | 3516 DITA | 2000 | 2000 |  |  | 1500 E DUARTE RD | DUARTE | 91010-3012 | THACKER MARK S | (818) 3598111 | 8.17 | 0.38
270 | SC | CITY OF HOPE MEDICAL CENTER | 314937 | 1996 | D98624 | ICE, CATERPILLAR, DIESEL, EMR, MODEL 3516 DITA, SN 4XF00599, 2000 KW, 16 CYL TURBOCHARGED, AFTERCOOLED | Diesel | Caterpillar | 3516 DITA | 2000 | 2000 |  |  | 1500 E DUARTE RD | DUARTE | 91010-3012 | THACKER MARK S | (818) 3598111 | 8.17 | 0.38
271 | SC | CITY OF HOPE MEDICAL CENTER | 314938 | 1996 | D98625 | ICE, CATERPILLAR, DIESEL, EMR, MODEL 3516 DITA, SN 4XF00600, 2000 KW, 16 CYL TURBOCHARGED, AFTERCOOLED | Diesel | Caterpillar | 3516 DITA | 2000 | 2000 |  |  | 1500 E DUARTE RD | DUARTE | 91010-3012 | THACKER MARK S | (818) 3598111 | 8.17 | 0.38
272 | SC | CITY OF HOPE MEDICAL CENTER | 314939 | 1996 | D98626 | ICE, CATERPILLAR, DIESEL, EMR, MODEL 3516 DITA, 2000 KW, 16 CYL TURBOCHARGED, AFTERCOOLED | Diesel | Caterpillar | 3516 DITA | 2000 | 2000 |  |  | 1500 E DUARTE RD | DUARTE | 91010-3012 | THACKER MARK S | (818) 3598111 | 8.17 | 0.38
273 | SC | CITY OF HOPE MEDICAL CENTER | C21426 | 1990 | M16182 | ICE, CUMMINS, DIESEL, MODEL VT12-700GS, SN 10461575, 700 HP, 400 KW | Diesel | Cummins | VT12-700GS | 400 | 400 |  |  | 1500 E DUARTE RD | DUARTE | 91010-3012 | THACKER MARK S | (818) 3598111 | 8.17 | 0.38
274 | SC | CITY OF MANHATTAN BEACH | 349907 | 1999 | F19429 | ICE, CUMMINS, DIESEL, EMERGENCY ELECTRICAL GENERATION, MODEL NTA855-G3, 6 CYL, 535 BHP, TURBOCHARGED, AFTERCOOLED | Diesel | Cummins | NTA855-G3 | 356.6667 |  |  | 535 | 6TH ST @ POWELL AVE | MANHATTAN BEACH | 90266 | KAU GLEN | (310) 5455621 | 6.9 | 0.4
275 | SC | CITY OF MANHATTAN BEACH | 349909 | 1999 | F19428 | ICE, CUMMINS, DIESEL, EMERGENCY ELECTRICAL GENERATION, MODEL NTA855-G3, 6 CYL, 535 BHP, TURBOCHARGED, AFTERCOOLED | Diesel | Cummins | NTA855-G3 | 356.6667 |  |  | 535 | 2230 MANHATTAN BEACH BLVD | MANHATTAN BEACH | 90266 | KAU GLEN | (310) 5455621 | 6.9 | 0.4
276 | SC | CITY OF SANTA ANA POLICE DEPARTMENT | 335393 | 1997 | F11216 | ICE, CATERPILLAR, DIESEL, EMR, MODEL 3512 DITA, SN 24Z06104, 1250 KW, 12 CYL TURBOCHARGED, AFTERCOOLED | Diesel | Caterpillar | 3512 DITA | 1250 | 1250 |  |  | 60/62 CIVIC CENTER PLZ | SANTA ANA | 92702 | HAYES JIM | (714) 2458165 | 8.17 | 0.38
277 | SC | CITY OF SANTA ANA POLICE DEPARTMENT | 335395 | 1997 | F11217 | ICE, CATERPILLAR, DIESEL, EMR, MODEL 3512 DITA, SN 24Z06090, 1250 KW, 12 CYL TURBOCHARGED, AFTERCOOLED | Diesel | Caterpillar | 3512 DITA | 1250 | 1250 |  |  | 60/62 CIVIC CENTER PLZ | SANTA ANA | 92702 | HAYES JIM | (714) 2458165 | 8.17 | 0.38
278 | SC | CITY OF SIGNAL HILL | 330414 | 1997 | F8550 | ICE, CATERPILLAR, DIESEL, EMR, MODEL 3412 DITTA, 500 KW, 12 CYL TURBOCHARGED, AFTERCOOLED | Diesel | Caterpillar | 3412 DITTA | 500 | 500 |  |  | 2271 TEMPLE AVE | SIGNAL HILL | 90806 | LUNDAHL RICHARD | (310) 9897300 | 6.9 | 0.4
279 | SC | CITY OF SOUTHGATE WATER DEPT | 332207 | 1997 | F9635 | ICE, CATERPILLAR, DIESEL, EMR, MODEL 3508, 1456 BHP, 8 CYL TURBOCHARGED, AFTERCOOLED | Diesel | Caterpillar | 3508 | 970.6667 |  |  | 1456 | 2751 TWEEDY BLVD | SOUTH GATE | 90280 | CHAMBERS JOHN | (213) 5639537 | 8.17 | 0.38
280 | SC | CITY OF TORRANCE | 324032 | 1997 | F5196 | ICE, CUMMINS, DIESEL, EMR, MODEL KTA19-G4, 6 CYL, 755 BHP, TURBOCHARGED, AFTERCOOLED | Diesel | Cummins | KTA19-G4 | 503.3333 |  |  | 755 | 25924 ROLLING HILLS RD | TORRANCE | 90505 | BARRIENTOS JAVIER | (310) 2201120 | 8.17 | 0.38
282 | SC | CO OF SAN BERDO, EPWA/FACILITIES MGMT DT | 185799 | 1989 | D23211 | ICE, CATERPILLAR, DIESEL, EMR, MODEL 3412, SN 81Z03594, 500 KW | Diesel | Caterpillar | 3412 | 500 | 500 |  |  | 8303 N HAVEN AVE | RANCHO CUCAMONGA | 91730 | FRAZIER RANDALL K | (714) 3872240 | 8.17 | 0.38
283 | SC | CO SAN BERNARDINO | 185695 | 1989 | D07826 | ICE, CATERPILLAR, DIESEL, EMR, MODEL 3512, 1809 BHP | Diesel | Caterpillar | 3512 | 1206 |  |  | 1809 | 670 E GILBERT ST | SAN BERNARDINO | 92404 | STARNE WAYNE | (714) 3873185 | 8.17 | 0.38
285 | SC | COACHELLA CITY | 283983 | 1993 | D77258 | ICE, CATERPILLAR, DIESEL, EMR, MODEL 3406B, 587 BHP, 6 CYL TURBOCHARGED, AFTERCOOLED | Diesel | Caterpillar | 3406B | 391.3333 |  |  | 587 | VARIOUS LOCATIONS IN SCAQMD | COACHELLA | 92236 | MARR CHARLES | (714) 8553614 | 8.17 | 0.38
286 | SC | COACHELLA VALLEY WATER DIST | 169825 | 1988 | D01689 | ICE, CATERPILLAR, DIESEL, PORTABLE, EMR, MODEL 3412TA, 500 KW, TURBOCHARGED, AFTERCOOLED | Diesel | Caterpillar | 3412 TA | 500 | 500 |  |  | HWY 111 | COACHELLA | 92236 | FIELD RICHARD | (760) 3982661 | 8.17 | 0.38
287 | SC | COACHELLA VALLEY WATER DIST | 169826 | 1988 | D01690 | ICE, CATERPILLAR, DIESEL, PORTABLE, EMR, MODEL 3412TA, 500 KW, TURBOCHARGED, AFTERCOOLED | Diesel | Caterpillar | 3412 TA | 500 | 500 |  |  | HWY 111 | COACHELLA | 92236 | FIELD RICHARD | (760) 3982661 | 8.17 | 0.38
288 | SC | COACHELLA VALLEY WATER DIST | 169827 | 1988 | D01692 | ICE, CATERPILLAR, PORTABLE, DIESEL, EMR, MODEL 3412TA, 450 KW, TURBOCHARGED, AFTERCOOLED | Diesel | Caterpillar | 3412 TA | 450 | 450 |  |  | HWY 111 | COACHELLA | 92236 | FIELD RICHARD | (760) 3982661 | 8.17 | 0.38
289 | SC | COACHELLA VALLEY WATER DIST | 169828 | 1988 | D01693 | ICE, CATERPILLAR, DIESEL, PORTABLE, EMR, MODEL 3412TA, 450 KW, TURBOCHARGED, AFTERCOOLED | Diesel | Caterpillar | 3412 TA | 450 | 450 |  |  | HWY 111 | COACHELLA | 92236 | FIELD RICHARD | (760) 3982661 | 8.17 | 0.38
290 | SC | COACHELLA VALLEY WATER DIST | 217293 | 1989 | D21226 | ICE, CATERPILLAR, DIESEL, PORTABLE, EMR, MODEL 3412, SN 81Z04904, 450 KW, TURBOCHARGED, AFTERCOOLED | Diesel | Caterpillar | 3412 DI | 450 | 450 |  |  | HWY 111 | COACHELLA | 92236 | FIELD RICHARD | (760) 3982661 | 8.17 | 0.38
291 | SC | COACHELLA VALLEY WATER DIST | 243553 | 1991 | D69946 | ICE, DIESEL, EMR, 8 CYL, 1440 BHP, 1000 KW, TURBOCHARGED, AFTERCOOLED | Diesel | Caterpillar | 3508 TA | 1000 | 1000 |  |  | 43-000 COOK ST | PALM DESERT | 92260 | CARIAGA FRED | (760) 3982651 | 8.17 | 0.38
292 | SC | COACHELLA VALLEY WATER DIST | 284494 | 1993 | D88047 | ICE, CATERPILLAR, DIESEL, EMR, 12 CYL, MODEL 3512 TA, 1100 KW, TURBOCHARGED, AFTERCOOLED | Diesel | Caterpillar | 3512 TA | 1100 | 1100 |  |  | AVENUE 38 E MADISON | INDIO | 92236 | MEYER ELSIE | (760) 3982651 | 8.17 | 0.38
293 | SC | COACHELLA VALLEY WATER DIST | 304808 | 1995 | D91876 | ICE, CATERPILLAR, DIESEL, EMR, MODEL 3512 DITTA, 1250 KW, 12 CYL TURBOCHARGED, AFTERCOOLED | Diesel | Caterpillar | 3512 DITTA | 1250 | 1250 |  |  | 43-000 COOK ST | PALM DESERT | 92260 | CARIAGA FRED | (760) 3982651 | 8.17 | 0.38
294 | SC | COACHELLA VALLEY WATER DIST | 336899 | 1998 | F12102 | ICE, CATERPILLAR, DIESEL, EMR, MODEL 3406 DITA, SN 4RG1540, 400 KW, 6 CYL TURBOCHARGED, AFTERCOOLED | Diesel | Caterpillar | 3406 DITA | 400 | 400 |  |  | 75-525 HOVLEY LN | COACHELLA | 92236 | HARRIS WILLIE | (760) 3982651 | 6.9 | 0.4
295 | SC | COACHELLA VALLEY WATER DIST | 345217 | 1998 | F16166 | ICE, CATERPILLAR, DIESEL, EMR, MODEL 3512 DITA, SN 24Z09713, 1250 KW, 12 CYL TURBOCHARGED, AFTERCOOLED | Diesel | Caterpillar | 3512 DITA | 1250 | 1250 |  |  | 43-000 COOK ST | PALM DESERT | 92260 | CARIAGA FRED | (760) 3982651 | 8.17 | 0.38
296 | SC | COACHELLA VALLEY WATER DIST | 02047E | 1990 | E04283 | ICE, CATERPILLAR, DIESEL, MODEL D399, WAUKESHA GENERATOR, 900 KW, MODEL L5790 | Diesel | Caterpillar | D399 | 900 | 900 |  |  | 43-000 COOK ST | PALM DESERT | 92260 | CARIAGA FRED | (760) 3982651 | 8.17 | 0.38
297 | SC | COACHELLA VALLEY WATER DIST, STA #05617 | 348189 | 1998 | F18199 | ICE, CATERPILLAR, DIESEL, EMR, MODEL 3412 DITA, SN 81Z23214, 500 KW, 12 CYL TURBOCHARGED, AFTERCOOLED | Diesel | Caterpillar | 3412 DITA | 500 | 500 |  |  | 1/4M E PORTOLA/N RESERVE RES CO CLUB MAINT YARD | PALM DESERT | 92260 | JONES ROYCE | (760) 3982651 | 6.9 | 0.4
298 | SC | COACHELLA VALLEY WATER DISTRICT | 248360 | 1991 | D63802 | ICE, CATERPILLAR, DIESEL, EMR, MODEL 3406 SBTA, SN 4RG1179, 576 BHP, 400 KW, 6 CYL TURBOCHARGED, AFTERCOOLED | Diesel | Caterpillar | 3406 SBTA | 400 | 400 |  |  | 79000 COUNTRY CLUB DR | BERMUDA DUNES | 92201 | HOLLENBECK BOB | (619) 3982651 | 8.17 | 0.38
299 | SC | COACHELLA VALLEY WATER DISTRICT | 304809 | 1995 | D91877 | ICE, CATERPILLAR, DIESEL, EMR, MODEL 3412 DITA, 700 KW, 12 CYL TURBOCHARGED, AFTERCOOLED | Diesel | Caterpillar | 3412 DITA | 700 | 700 |  |  | 78-800 38TH AVE | BERMUDA DUNES | 92201 | HARRIS WILLIE | (619) 3982651 | 8.17 | 0.38
300 | SC | COACHELLA VALLEY WATER DISTRICT | 333311 | 1997 | F9916 | ICE, CATERPILLAR, DIESEL, EMR, MODEL 3406 DITA, 400 KW, 6 CYL TURBOCHARGED, AFTERCOOLED | Diesel | Caterpillar | 3406 DITA | 400 | 400 |  |  | AVENUE 50 & ADAMS | LA QUINTA | 92253 | HARRIS WILLIE | (760) 3982651 | 6.9 | 0.4
301 | SC | COACHELLA VALLEY WATER DISTRICT (WRP #4) | 159929 | 1987 | M59028 | ICE, CATERPILLAR, DIESEL, EMERGENCY ELECTRICAL GENERATION, 724 HP, MODEL 3412, 475 KW, TURBOCHARGED, AFTERCOOLED | Diesel | Caterpillar | 3412 | 475 | 475 |  |  | 63-002 FILLMORE ST | THERMAL | 92274 | JONES ROYCE | (760) 3982651 | 11 | 0.53
302 | SC | COACHELLA VALLEY WATER DISTRICT (WRP #4) | 251070 | 1991 | F9993 | ICE, CATERPILLAR, DIESEL, EMR, MODEL 3412TA , 865 BHP, 600 KW, TURBOCHARGED, AFTERCOOLED | Diesel | Caterpillar | 3412 TA | 600 | 600 |  |  | 63-002 FILLMORE ST | THERMAL | 92274 | JONES ROYCE | (760) 3982651 | 8.17 | 0.38
303 | SC | COACHELLA VALLEY WATER DISTRICT (WRP #4) | 348964 | 1998 | F18723 | ICE, CATERPILLAR, DIESEL, EMERGENCY ELECTRICAL GENERATION, MODEL 3406 DITA, 587 BHP, 400 KW, 6 CYL TURBOCHARGED, AFTERCOOLED | Diesel | Caterpillar | 3406 DITA | 400 | 400 |  |  | 63-002 FILLMORE ST | THERMAL | 92274 | JONES ROYCE | (760) 3982651 | 6.9 | 0.4
304 | SC | COLTON CITY WASTEWATER PLANT | 282913 | 1993 | D75167 | ICE, CATERPILLAR, DIESEL, EMR, MODEL 3508 TA, 900 KW, 8 CYL TURBOCHARGED, AFTERCOOLED | Diesel | Caterpillar | 3508 TA | 900 | 900 |  |  | 1201 S RANCHO AVE | COLTON | 92324 | ROTH WILLIAM A | (909) 8254114 | 8.17 | 0.38
305 | SC | COLUMBIA WEST HILLS MEDICAL CENTER | 108655 | 1983 | M35034 | ICE, DETROIT DIESEL, MODEL 12V-149T, DIESEL, EMERGENCY ELECTRICAL GENERATION, 1070 HP, 755 KW, TURBOCHARGED | Diesel | Detroit Diesel | 12V-149T | 755 | 755 |  |  | 7300 MEDICAL CENTER DR | WEST HILLS | 91307 | PURKETT JEROME D | (818) 7124144 | 12 | 0.53
306 | SC | COMMONWEALTH PARTNERS MGMT SERVICES LP | 373376 | 2000 | F34720 | ICE, CUMMINS, DIESEL, EMR, MODEL VTA-28-G2, SN 10619290, 12 CYL, 576 BHP, TURBOCHARGED, INTERCOOLED | Diesel | Cummins | VTA28-G2 | 384 |  |  | 576 | 3200 BRISTOL ST | COSTA MESA | 92626 | PETERSEN TERRY | (714) 3845500 | 6.9 | 0.4
307 | SC | COMMONWEALTH/COUSINS I, LLC | 350051 | 1999 | F19574 | ICE, CATERPILLAR, DIESEL, EMR, MODEL 3412 DISTA, 750 KW, 12 CYL, TURBOCHARGED, AFTERCOOLED | Diesel | Caterpillar | 3412 DISTA | 750 | 750 |  |  | 12900 PARK PLAZA DR | CERRITOS | 90703 | GOODWIN ROBERT | (213) 6292100 | 8.17 | 0.38
308 | SC | COMMUNITY HOSPITAL OF SAN BERNARDINO | 168536 | 1988 | D07762 | ICE, CATERPILLAR, DIESEL, EMR, MODEL 3512 STD, 1482 BHP, 1000 KW | Diesel | Caterpillar | 3512 STD | 1000 | 1000 |  |  | 1805 MEDICAL CENTER DR | SAN BERNARDINO | 92411 | MARTIN DWIGHT D | (909) 8876333 | 8.17 | 0.38
309 | SC | COMMUNITY HOSPITAL OF SAN BERNARDINO | 339044 | 1998 | F16278 | ICE, CATERPILLAR, DIESEL, EMR, MODEL 3412 DITTA, 12 CYL, 746 BHP, TURBOCHARGED, AFTERCOOLED | Diesel | Caterpillar | 3412 DITTA | 497.3333 |  |  | 746 | 1805 MEDICAL CENTER DR | SAN BERNARDINO | 92411-1203 | MARTIN DWIGHT D | (909) 8876333 | 6.9 | 0.4
310 | SC | COMMUNITY RECYCLING & RESOURCE RECOVERY | 287690 | 1993 | D79295 | ICE, CATERPILLAR, PORTABLE, DIESEL, MODEL 3412 DITA, SN 38S16684, 12 CYL, 800 BHP, TURBOCHARGED, AFTERCOOLED, WOOD GRINDER DRIVER | Diesel | Caterpillar | 3412 DITA | 533.3333 |  |  | 800 | VARIOUS LOCATIONS IN SCAQMD |  |  | RICHARDSON JOHN | (818) 7676000 | 8.17 | 0.38
314 | SC | CONEXANT SYSTEMS INC | 328940 | 1997 | F7996 | ICE, DETROIT DIESEL, MODEL 8123-7416 (12V-92TA), TWIN TURBO, DIESEL, EMERGENCY ELECTRICAL GENERATION, 947 BHP, TURBOCHARGED, AFTERCOOLED, 12 CYL | Diesel | Detroit Diesel | 8123-7416 | 631.3333 |  |  | 947 | 4311 JAMBOREE RD | NEWPORT BEACH | 92660 | GOOCH MICHAEL | (714) 2214882 | 8.17 | 0.38
315 | SC | CONEXANT SYSTEMS INC | 345499 | 1998 | F16384 | ICE, NO. 1, CATERPILLAR, DIESEL, EMERGENCY ELECTRICAL GENERATION, MODEL 3412, SN 3854261, 12 CYL, 620 BHP, TURBOCHARGED, AFTERCOOLED | Diesel | Caterpillar | 3412 | 413.3333 |  |  | 620 | 4000 MACARTHUR BLVD | NEWPORT BEACH | 92660 | GOOCH MICHAEL | (949) 4834882 | 6.9 | 0.4
316 | SC | CONEXANT SYSTEMS INC | 345501 | 1998 | F16385 | ICE, NO. 2, CATERPILLAR, DIESEL, EMERGENCY ELECTRICAL GENERATION, MODEL 3412, SN 3858271, 12 CYL, 620 BHP, TURBOCHARGED, AFTERCOOLED | Diesel | Caterpillar | 3412 | 413.3333 |  |  | 620 | 4000 MACARTHUR BLVD | NEWPORT BEACH | 92660 | GOOCH MICHAEL | (949) 4834882 | 6.9 | 0.4
317 | SC | CONSTELLATION LAND LTD PARTNERSHIP | 213174 | 1989 | D21114 | ICE, CATERPILLAR, DIESEL, EMR, MODEL 3512, SN 24Z2581, 12 CYL, 1779 BHP, TURBOCHARGED, AFTERCOOLED | Diesel | Caterpillar | 3512 | 1186 |  |  | 1779 | 1999 AVENUE OF THE STARS | LOS ANGELES | 90067 | MEIXNER STEVEN C | (213) 5571990 | 8.17 | 0.38
319 | SC | CORONA REGIONAL MEDICAL CENTER | 255347 | 1991 | D44196 | ICE, DETROIT DIESEL, EMR, MODEL 8123-7418, DIESEL, 12 CYL, TURBOCHARGED, AFTERCOOLED, 980 BHP | Diesel | Detroit Diesel | 8123-7418 | 653.3333 |  |  | 980 | 800 S MAIN ST | CORONA | 91720 | BYRN ROBERT | (909) 7374343 | 8.17 | 0.38
320 | SC | CORONA REGIONAL MEDICAL CTR | 366027 | 2000 | F37082 | ICE, DETROIT DIESEL, EMR, MODEL 16V2TAB, DIESEL, 16 CYL, TURBOCHARGED, AFTERCOOLED, 1095 BHP | Diesel | Detroit Diesel | 16V-2TAB | 730 |  |  | 1095 | 730 MAGNOLIA | CORONA | 91720 | BYRN ROBERT L | (909) 7364894 | 6.9 | 0.4
323 | SC | CORONA, CITY OF/TEMESCAL DESALTER | 363589 | 1999 | F24125 | ICE, CATERPILLAR, DIESEL, EMERGENCY ELECTRICAL GENERATION, MODEL 3512B SCAC, 2155 BHP, TURBOCHARGED, AFTERCOOLED | Diesel | Caterpillar | 3512B SCAC | 1436.6667 |  |  | 2155 | 450 N COTA ST | CORONA | 91720 | RACINE MARSHALL L | (909) 7362478 | 8.17 | 0.38
324 | SC | CORONA, CITY OF/TEMESCAL DESALTER | 363590 | 1999 | F23778 | ICE, CATERPILLAR, DIESEL, EMERGENCY ELECTRICAL GENERATION, MODEL 3512 DITA, 12 CYL, 1250 KW, TURBOCHARGED, AFTERCOOLED | Diesel | Caterpillar | 3512 DITA | 1250 | 1250 |  |  | 450 N COTA ST | CORONA | 91720 | RACINE MARSHALL L | (909) 7362478 | 8.17 | 0.38
330 | SC | COX COMMUNICATIONS | 352636 | 1999 | F20288 | ICE, CATERPILLAR, DIESEL, EMR, MODEL 3412 DISTA, 12 CYL, 750 KW, TURBOCHARGED, AFTERCOOLED | Diesel | Caterpillar | 3412 DISTA | 750 | 750 |  |  | 29947 AVENIDA DE LAS BANDERAS | RANCHO SANTA MARGARITA | 92688 | MARTINEZ LYDIA | (949) 2408828 | 8.17 | 0.38
331 | SC | COX COMMUNICATIONS ORANGE CO INC | 323981 | 1997 | F5199 | ICE, CATERPILLAR, DIESEL, EMR, MODEL 3412 DITTA, SN 81Z19963, 12 CYL, 600 KW, TURBOCHARGED, AFTERCOOLED | Diesel | Caterpillar | 3412 DITTA | 600 | 600 |  |  | 17 JOURNEY ST | ALISO VIEJO | 92656 | HUTCHINS BILL | (714) 2408828 | 8.17 | 0.38
332 | SC | COX COMMUNICATIONS ORANGE CO INC | 323982 | 1997 | F5200 | ICE, CATERPILLAR, DIESEL, EMR, MODEL 3412 DITTA, SN 81Z19969, 12 CYL, 600 KW, TURBOCHARGED, AFTERCOOLED | Diesel | Caterpillar | 3412 DITTA | 600 | 600 |  |  | 17 JOURNEY ST | ALISO VIEJO | 92656 | HUTCHINS BILL | (714) 2408828 | 8.17 | 0.38
334 | SC | COX COMMUNICATIONS PCS, LP | 337426 | 1998 | F12491 | ICE, CATERPILLAR, DIESEL, EMR, MODEL 3412 DISTA, SN 2WJ01632, 12 CYL, 750 KW, TURBOCHARGED, AFTERCOOLED | Diesel | Caterpillar | 3412 DISTA | 750 | 750 |  |  | 1643 S GROVE AVE | ONTARIO | 91761 | FIGGING RANDY | (714) 2252994 | 8.17 | 0.38
335 | SC | CREST NATIONAL OPTICAL MEDIA/VIDEO | 336264 | 1998 | F13848 | ICE, CATERPILLAR, DIESEL, EMR, MODEL 3406 DITA, SN 4ZR01133, 6 CYL, 400 KW, TURBOCHARGED, AFTERCOOLED | Diesel | Caterpillar | 3406 DITA | 400 | 400 |  |  | 6721 ROMAINE ST | HOLLYWOOD | 90038 | KURU KUSHAN | (213) 8601378 | 6.9 | 0.4
337 | SC | CRYSTAL CATHEDRAL MINISTRIES | 216290 | 1989 | D17047 | ICE, CUMMINS, DIESEL, EMR, MODEL KTA1962, SN 37124392, 6 CYL, 600 BHP, TURBOCHARGED, INTERCOOLED | Diesel | Cummins | KTA 1962 | 400 |  |  | 600 | 13280 CHAPMAN AVE | GARDEN GROVE | 92640 | SCHATT ROMAN | (714) 9714099 | 8.17 | 0.38
338 | SC | CUCAMONGA COUNTY WATER DISTRICT | 177238 | 1988 | D13681 | ICE, CATERPILLAR, DIESEL, EMERGENCY ELECTRICAL GENERATION, MODEL 3412, 890 HP, 12 CYL, 600 KW, TURBOCHARGED, AFTERCOOLED | Diesel | Caterpillar | 3412 | 600 | 600 |  |  | 5815 ETIWANDA AVE | RANCHO CUCAMONGA | 91739 | PEREZ ROBERT | (714) 9872591 | 8.17 | 0.38
341 | SC | CUCAMONGA COUNTY WATER DISTRICT | 365782 | 2000 | F26911 | ICE, CATERPILLAR, DIESEL, EMERGENCY ELECTRICAL GENERATION, MODEL 3412 DITTA, SN 81Z24178, 12 CYL, 890 BHP, TURBOCHARGED, AFTERCOOLED | Diesel | Caterpillar | 3412 DITTA | 593.3333 |  |  | 890 | VARIOUS LOCATIONS IN SCAQMD | RANCHO CUCAMONGA | 91729 | PEREZ ROBERT | (909) 8990060 | 6.9 | 0.4
342 | SC | CUCAMONGA COUNTY WATER DISTRICT | 365785 | 2000 | F26912 | ICE, CATERPILLAR, DIESEL, EMERGENCY ELECTRICAL GENERATION, MODEL 3412 DITTA, SN 81Z24181, 12 CYL, 890 BHP, TURBOCHARGED, AFTERCOOLED | Diesel | Caterpillar | 3412 DITTA | 593.3333 |  |  | 890 | VARIOUS LOCATIONS IN SCAQMD | RANCHO CUCAMONGA | 91729 | PEREZ ROBERT | (909) 8990060 | 6.9 | 0.4
343 | SC | CULVER CITY | 298682 | 1994 | D87886 | ICE, DETROIT DIESEL, MODEL 8123-7416 (12V-92TA), 12 CYL, DIESEL, EMR, TURBOCHARGED, AFTERCOOLED, 947 BHP | Diesel | Detroit Diesel | 8123-7416 | 631.3333 |  |  | 947 | 4040 DUQUESNE | CULVER CITY | 90230 | KEYES PAM | (310) 2536433 | 8.17 | 0.38
344 | SC | CULVER STUDIOS OFFICE BLDG, SONY PICTURE | 340125 | 1998 | F14940 | ICE, GENERAC, MODEL S6R-PTA, SN TCOB-GN1, DIESEL, EMR, 6 CYL, TURBOCHARGED, AFTERCOOLED, 883 BHP | Diesel | Generac | S6R-PTA | 588.6667 |  |  | 883 | 9050 W WASHINGTON BLVD 3RD FLR RM 3421 | CULVER CITY | 90232 | FEILD ROSANNE | (310) 2804510 | 8.17 | 0.38
362 | SC | CUSHMAN & WAKEFIELD OF CAL/BRD OF REGENT | 363952 | 2000 | F23840 | ICE, CATERPILLAR, MODEL 3406 DITA, SN 4ZR05959, DIESEL, EMR, 400 KW, 6 CYL, TURBOCHARGED, AFTERCOOLED | Diesel | Caterpillar | 3406 DITA | 400 | 400 |  |  | 200 S MANCHESTER AVE | ORANGE | 92867 | GUZMAN JOE | (714) 4562360 | 6.9 | 0.4
363 | SC | CUSHMAN & WAKEFIELD, 777 TOWER ASSOCIATE | 343323 | 1998 | F15950 | ICE, CATERPILLAR, MODEL 3508 TA, SN 6NA01395, DIESEL, EMR, 1486 BHP, 8 CYL, TURBOCHARGED, AFTERCOOLED | Diesel | Caterpillar | 3508 TA | 990.6667 |  |  | 1486 | 777 S FIGUEROA ST 4050 | LOS ANGELES | 90017 | STEENSEN ROD | (213) 2363934 | 8.17 | 0.38
364 | SC | CUSHMAN & WAKEFIELD, HOPE & FLOWER ETAL | 199248 | 1989 | D70047 | ICE, CATERPILLAR, MODEL D346, DIESEL, EMR, 570 BHP, 8 CYL, NATURALLY ASPIRATED | Diesel | Caterpillar | D346 | 380 |  |  | 570 | 700 S FLOWER ST | LOS ANGELES | 90017 | FITZPATRICK TOM | (213) 6242891 | 8.17 | 0.38
365 | SC | CVHS HOSPITAL CORPORATION | 321561 | 1996 | F3761 | ICE, DETROIT DIESEL, MODEL 12V-92TA, 16 CYL, DIESEL, EMR, TURBOCHARGED, AFTERCOOLED, 1095 BHP | Diesel | Detroit Diesel | 12V-92TA | 730 |  |  | 1095 | 555 E HARDY ST | INGLEWOOD | 90307 | KATZ BRUCE | (310) 6734660 | 8.17 | 0.38
366 | SC | CVHS HOSPITAL CORPORATION | 321568 | 1996 | F3765 | ICE, GM, DIESEL, EMR, MODEL 7163-7005, 16 CYL, 550 BHP, SUPERCHARGED, INTERCOOLED | Diesel | General Motors | 7163-7005 | 366.6667 |  |  | 550 | 555 E HARDY ST | INGLEWOOD | 90307 | KATZ BRUCE | (310) 6734660 | 6.9 | 0.4
367 | SC | CWCP LIMITED PARTNERS | 361513 | 1999 | F22914 | ICE, CATERPILLAR, MODEL 3406 DITA, DIESEL, EMR, 400 KW, 6 CYL, SN 1L500778, TURBOCHARGED, AFTERCOOLED | Diesel | Caterpillar | 3406 DITA | 400 | 400 |  |  | 1740 OCEAN AVE | SANTA MONICA | 90401 | WORLEY WES | (606) 5781161 | 6.9 | 0.4
374 | SC | DELTA AIR LINES, INC | 359094 | 1999 | F22043 | ICE, DETROIT DIESEL, 6 CYL, TURBOCHARGED, AFTERCOOLED, MODEL 6063-TK35, 365 KW, DIESEL, EMR | Diesel | Detroit Diesel | 6063-TK35 | 365 | 365 |  |  | 6060 AVION DR | LOS ANGELES | 90009 | LITTLEWOOD DON | (310) 6466369 | 6.9 | 0.4
376 | SC | DEPT VETERANS AFFAIRS, OUTPATIENT CLINIC | 270240 | 1992 | D59028 | ICE, DETROIT DIESEL, MODEL 9123-7305, SN DD12E0009864, 12 CYL, 1515 BHP, TURBOCHARGED, AFTERCOOLED, DIESEL, EMR | Diesel | Detroit Diesel | 9123-7305 | 1010 |  |  | 1515 | 351 E TEMPLE ST | LOS ANGELES | 90012 | VERMA SANTOSH | (213) 2534759 | 8.17 | 0.38
377 | SC | DESERT HOSPITAL | 329383 | 1997 | F7955 | #1 EMERGENCY ICE, WAUKESHA, SERIES L5790D, DIESEL ENGINE, SN 294146, 1403 HP | Diesel | Waukesha | L5790D | 935.3333 |  | 1403 |  | 1150 N INDIAN CANYON DR | PALM SPRINGS | 92262 | BARNHART DALE | (760) 3236511 | 8.17 | 0.38
378 | SC | DESERT HOSPITAL | 329385 | 1997 | F7952 | #2 EMERGENCY ICE, WAUKESHA, SERIES L5790D, DIESEL ENGINE, SN 296134, 1403 HP | Diesel | Waukesha | L5790D | 935.3333 |  | 1403 |  | 1150 N INDIAN CANYON DR | PALM SPRINGS | 92262 | BARNHART DALE | (760) 3236511 | 8.17 | 0.38
379 | SC | DESERT HOSPITAL | 329390 | 1997 | F7954 | ICE, DETROIT DIESEL, MODEL NO. 16V-149TI, DIESEL ENGINE,1500 KW, SIXTEEN CYLINDERS, EMERGENCY ELECTRICAL GENERATION, TURBOCHARGED, AFTERCOOLED | Diesel | Detroit Diesel | 16V-149TI | 1500 | 1500 |  |  | 1150 N INDIAN CANYON DR | PALM SPRINGS | 92262 | BARNHART DALE | (760) 3236511 | 8.17 | 0.38
380 | SC | DESERT SANDS UNI SCH DISTRICT | 352776 | 1999 | F27709 | ICE, CATERPILLAR, MODEL 3412, SN 2WJ00745, DIESEL, EMR, TURBOCHARGED, 1039 BHP | Diesel | Caterpillar | 3412 | 692.6667 |  |  | 1039 | 47950 DUNE PALMS RD | LA QUINTA | 92253 | SHERMAN LOIS | (760) 7718512 | 8.17 | 0.38
381 | SC | DESERT SANDS UNI SCH DISTRICT | 352777 | 1999 | F27711 | ICE, CATERPILLAR, MODEL 3412, SN 2WJ00747, DIESEL, EMR, TURBOCHARGED, 1039 BHP | Diesel | Caterpillar | 3412 | 692.6667 |  |  | 1039 | 47950 DUNE PALMS RD | LA QUINTA | 92253 | SHERMAN LOIS | (760) 7718512 | 8.17 | 0.38
382 | SC | DESTINATION OAK KNOLL HOTEL INC | 287926 | 1993 | D82922 | ICE, CATERPILLAR, MODEL 3406 DITA, DIESEL, EMR, 400 KW, TURBOCHARGED, AFTERCOOLED | Diesel | Caterpillar | 3406 DITA | 400 | 400 |  |  | 1401 S OAK KNOLL | PASADENA | 91106 | SYLVESTER TIM | (818) 5683900 | 8.17 | 0.38
383 | SC | DIRECTORS GUILD OF AMERICA | 300683 | 1995 | D88693 | ICE, CATERPILLAR, MODEL 3412, SN 81206949, DIESEL, EMR, 12 CYL, TURBOCHARGED, 724 BHP | Diesel | Caterpillar | 3412 | 482.6667 |  |  | 724 | 7920 SUNSET BLVD | LOS ANGELES | 90046 | RODICAN DAVE | (31 ) 2892095 | 8.17 | 0.38
384 | SC | DIRECTV | 339292 | 1998 | F13514 | ICE, CUMMINS, DIESEL, EMR, 16 CYL, MODEL KTA50-G3, 1850 BHP, TURBOCHARGED, AFTERCOOLED | Diesel | Cummins | KTA50-G3 | 1233.3333 |  |  | 1850 | 12800 CULVER BLVD | LOS ANGELES | 90066 | HOWARD BOB | (310) 9648917 | 8.17 | 0.38
385 | SC | DIRECTV | 339293 | 1998 | F13515 | ICE, CUMMINS, DIESEL, EMR, 16 CYL, MODEL KTA50-G3, 1850 BHP, TURBOCHARGED, AFTERCOOLED | Diesel | Cummins | KTA50-G3 | 1233.3333 |  |  | 1850 | 12800 CULVER BLVD | LOS ANGELES | 90066 | HOWARD BOB | (310) 9648917 | 8.17 | 0.38
386 | SC | DIRECTV | 339294 | 1998 | F13516 | ICE, CUMMINS, DIESEL, EMR, 16 CYL, MODEL KTA50-G3, 1850 BHP, TURBOCHARGED, AFTERCOOLED | Diesel | Cummins | KTA50-G3 | 1233.3333 |  |  | 1850 | 12800 CULVER BLVD | LOS ANGELES | 90066 | HOWARD BOB | (310) 9648917 | 8.17 | 0.38
387 | SC | DIRECTV | 341876 | 1998 | F14709 | ICE, CUMMINS, DIESEL, EMR, 16 CYL, MODEL KTA50-G3, 1850 BHP, TURBOCHARGED, AFTERCOOLED | Diesel | Cummins | KTA50-G3 | 1233.3333 |  |  | 1850 | 200 N SEPULVEDA BLVD | EL SEGUNDO | 90245 | IKIRI TAZU | (310) 5355040 | 8.17 | 0.38
388 | SC | DIRECTV | 341878 | 1998 | F14710 | ICE, CATERPILLAR, DIESEL, EMR, MODEL 3412 DISTA, 12 CYL, 750 KW, TURBOCHARGED, AFTERCOOLED | Diesel | Caterpillar | 3412 DISTA | 750 | 750 |  |  | 12800 CULVER BLVD | LOS ANGELES | 90066 | HOWARD BOB | (310) 9648917 | 8.17 | 0.38
389 | SC | DIRECTV, CALIFORNIA BROADCAST CENTER | 338444 | 1998 | F13048 | ICE, CUMMINS, DIESEL, EMR, MODEL KTA38-G4, 12 CYL, 1490 BHP, TURBOCHARGED, AFTERCOOLED | Diesel | Cummins | KTA38-G4 | 993.3333 |  |  | 1490 | 3800 VIA ORO AVE | LONG BEACH | 90810 | BRUGH STAN | (310) 2332343 | 8.17 | 0.38
390 | SC | DIRECTV, CALIFORNIA BROADCAST CENTER | 338445 | 1998 | F13049 | ICE, CUMMINS, DIESEL, EMR, MODEL KTA38-G4, 12 CYL, 1490 BHP, TURBOCHARGED, AFTERCOOLED | Diesel | Cummins | KTA38-G4 | 993.3333 |  |  | 1490 | 3800 VIA ORO AVE | LONG BEACH | 90810 | BRUGH STAN | (310) 2332343 | 8.17 | 0.38
392 | SC | DOLE FOOD COMPANY INC | 353327 | 1999 | F20545 | ICE, CATERPILLAR, DIESEL, EMR, MODEL 3412 DITTA, 12 CYL, 500 KW, TURBOCHARGED, AFTERCOOLED | Diesel | Caterpillar | 3412 DITTA | 500 | 500 |  |  | ONE DOLE DR | WESTLAKE VILLAGE | 91361 | EGERT BOB | (818) 8796720 | 6.9 | 0.4
393 | SC | DOMINO'S PIZZA DIST. | 362950 | 1999 | F23541 | ICE, CUMMINS, DIESEL, EMR, MODEL KTA19-G4, SN 377189068, 755 BHP, 6 CYL, TURBOCHARGED, AFTERCOOLED | Diesel | Cummins | KTA19-G4 | 503.3333 |  |  | 755 | 301 S ROCKEFELLER AVE | ONTARIO | 91761 | MAYNARD GEORGE | (90 ) 3901990 | 8.17 | 0.38
394 | SC | DOUBLETREE GUEST SUITES/ DT MGMT, INC. | 333675 | 1997 | F10499 | ICE, CATERPILLAR, DIESEL, EMR, MODEL 3412, SN 38511529, 12 CYL, 665 BHP, TURBOCHARGED, AFTERCOOLED | Diesel | Caterpillar | 3412 | 443.3333 |  |  | 665 | 100 THE CITY DR | ORANGE | 92868 | WATERHOUSE TIM | (714) 6344500 | 6.9 | 0.4
395 | SC | DOUGLAS EMMETT REALTY ADVISORS EXEC TOWE | 327504 | 1997 | F10811 | ICE, CATERPILLAR, DIESEL, EMR, MODEL 3412TA, 890 BHP, TURBOCHARGED, AFTERCOOLED | Diesel | Caterpillar | 3412 TA | 593.3333 |  |  | 890 | 11400 W OLYMPIC BLVD | LOS ANGELES | 90064 | BOOTH CAREY | (310) 4440051 | 8.17 | 0.38
396 | SC | DOUGLAS EMMETT REALTY FUND DBA WESTSIDE | 348466 | 1998 | F18542 | ICE, CATERPILLAR, DIESEL, EMR, MODEL 3412, 8 CYL, 750 BHP, TURBOCHARGED, AFTERCOOLED | Diesel | Caterpillar | 3412 | 500 |  |  | 750 | 11845 OLYMPIC BLVD #1260 | LOS ANGELES | 90064 | ALLEN MICHAEL C. | (310) 3128630 | 6.9 | 0.4
397 | SC | DOUGLAS PRODUCTS DIVISION | 279569 | 1993 | D73789 | ICE, CUMMINS, DIESEL, EMR, MODEL KTA-1150-G1, 6 CYL, 560 BHP, TURBOCHARGED, AFTERCOOLED | Diesel | Cummins | KTA1150-G1 | 373.3333 |  |  | 560 | 3855 LAKEWOOD & 2401 WARDLOW R | LONG BEACH | 90846-0001 | TRUONG NEAL | (562) 5934007 | 8.17 | 0.38
399 | SC | DOUGLAS PRODUCTS DIVISION | 302975 | 1995 | D91017 | ICE, CATERPILLAR, MODEL 3412TA, DIESEL, EMERGENCY ELECTRICAL GENERATION, 12 CYL, SN 81Z04978, 745 BHP, TURBOCHARGED, AFTERCOOLED | Diesel | Caterpillar | 3412 TA | 496.6667 |  |  | 745 | 3855 LAKEWOOD & 2401 WARDLOW R | LONG BEACH | 90846-0001 | TRUONG NEAL | (562) 5934007 | 8.17 | 0.38
400 | SC | DOUGLAS PRODUCTS DIVISION | 315809 | 1996 | D99122 | ICE, CUMMINS, DIESEL, EMERGENCY ELECTRICAL GENERATION, MODEL KTA38-G1, 1135 BHP | Diesel | Cummins | KTA38-G1 | 756.6667 |  |  | 1135 | 3855 LAKEWOOD & 2401 WARDLOW R | LONG BEACH | 90846-0001 | TRUONG NEAL | (562) 5934007 | 8.17 | 0.38
401 | SC | DOUGLAS PRODUCTS DIVISION | 376123 | 2000 | F35174 | ICE, CUMMINS, DIESEL, EMERGENCY ELECTRICAL GENERATION, MODEL N14G2, 535 BHP | Diesel | Cummins | N14-G2 | 356.6667 |  |  | 535 | 3855 LAKEWOOD & 2401 WARDLOW R | LONG BEACH | 90846-0001 | TRUONG NEAL | (562) 5934007 | 6.9 | 0.4
402 | SC | DOUGLAS, EMMETT & CO | 363380 | 1999 | F23639 | ICE, CATERPILLAR, MODEL 3412 DITTA, 600 KW, 12 CYL, DIESEL, EMR, TURBOCHARGED, AFTERCOOLED | Diesel | Caterpillar | 3412 DITTA | 600 | 600 |  |  | 15301 VENTURA BLVD | SHERMAN OAKS | 91401 | RIALL TIMOTHY | (818) 3824197 | 8.17 | 0.38
403 | SC | DOUGLAS, EMMETT REALTY FUND - 1995 FFS | 320540 | 1996 | F3327 | ICE, CATERPILLAR, MODEL 3412, SN 3856503, 550 bhp, 12 CYL, DIESEL, EMR, TURBOCHARGED, AFTERCOOLED | Diesel | Caterpillar | 3412 | 366.6667 |  |  | 550 | 401 WILSHIRE BLVD | SANTA MONICA | 90401 | SCHUTTE ED | (310) 3938495 | 6.9 | 0.4
404 | SC | DOW CHEM U.S.A. UNIT NO. 1 | 180893 | 1988 | D35971 | ICE, DETROIT DIESEL, MODEL 16V71, 16 CYL, 542 BHP, DIESEL, EMR, TURBOCHARGED, AFTERCOOLED | Diesel | Detroit Diesel | 16V-71 | 361.3333 |  |  | 542 | 305 CRENSHAW BLVD | TORRANCE | 90503 | SANTOS MANNY | (310) 2245349 | 8.17 | 0.38
405 | SC | DOW CHEM U.S.A. UNIT NO. 1 | 180894 | 1988 | D35972 | ICE, DETROIT DIESEL, MODEL 16V71, 16 CYL, 542 BHP, DIESEL, EMR, TURBOCHARGED, AFTERCOOLED | Diesel | Detroit Diesel | 16V-71 | 361.3333 |  |  | 542 | 305 CRENSHAW BLVD | TORRANCE | 90503 | SANTOS MANNY | (310) 2245349 | 8.17 | 0.38
406 | SC | DOW JONES & CO INC | 349296 | 1999 | F20180 | ICE, CATERPILLAR, MODEL 3412 DIT, SN 81Z03538, 618 BHP, 6 CYL, DIESEL, EMR, TURBOCHARGED, | Diesel | Caterpillar | 3412 DIT | 412 |  |  | 618 | 6900 JURUPA AVE | RIVERSIDE | 92504-1010 | DUESBERG NICOLA | (909) 3513203 | 6.9 | 0.4
407 | SC | DOWNEY COMM HOSP | 204687 | 1989 | D13857 | ICE, DETROIT DIESEL, MODEL 16FV-92TA, 16 CYL, 860 BHP, DIESEL, EMR, TURBOCHARGED, AFTERCOOLED | Diesel | Detroit Diesel | 16FV-92TA | 573.3333 |  |  | 860 | 11500 BROOKSHIRE AVE | DOWNEY | 90241 | SALAZAR RAUL | (562) 9045040 | 8.17 | 0.38
408 | SC | DOWNEY COMM HOSP | 331713 | 1997 | F9222 | ICE, CATERPILLAR, MODEL 3406 DITA, 300KW, 6 CYL, DIESEL, EMR, TURBOCHARGED, AFTERCOOLED | Diesel | Caterpillar | 3406 DITA | 300 | 300 |  |  | 11500 BROOKSHIRE AVE | DOWNEY | 90241-4990 | SALAZAR RAUL | (562) 9045040 | 6.9 | 0.4
409 | SC | DOWNTOWN PROPERTIES III, LLC | 352747 | 1999 | F20372 | ICE, CATERPILLAR, MODEL 3516 DITA, 2000KW, 16 CYL, DIESEL, EMR, TURBOCHARGED, AFTERCOOLED | Diesel | Caterpillar | 3516 DITA | 2000 | 2000 |  |  | 700 WILSHIRE BLVD 7TH FLOOR | LOS ANGELES | 90017 | BENDER ERIC | (213) 2138600 | 8.17 | 0.38
410 | SC | DOWNTOWN PROPERTIES, LLC | 327673 | 1997 | F7090 | ICE, CATERPILLAR, MODEL 3516 DITA, 2000KW, 16 CYL, DIESEL, EMR, TURBOCHARGED, AFTERCOOLED | Diesel | Caterpillar | 3516 DITA | 2000 | 2000 |  |  | 611 WILSHIRE BLVD KEN-WIL MGMT GRP | LOS ANGELES | 90017 | BENDER ERIC | (312) 6235800 | 8.17 | 0.38
411 | SC | DRAPER'S ROSSMOOR INC | 361575 | 1999 | F22929 | ICE, CATERPILLAR, MODEL 3406 DITA, 350 KW, 6 CYL, DIESEL, EMR, TURBOCHARGED, AFTERCOOLED | Diesel | Caterpillar | 3406 DITA | 350 | 350 |  |  | 9 PASTEUR | IRVINE | 92618 | GARDINER STEVE | (949) 7843026 | 6.9 | 0.4
412 | SC | DREYFUS BROKERAGE | 373421 | 2000 | F33539 | ICE, CATERPILLAR, MODEL 3412 DITA, 500 KW, 12 CYL, DIESEL, EMR, TURBOCHARGED, AFTERCOOLED | Diesel | Caterpillar | 3412 DITA | 500 | 500 |  |  | 6500 WILSHIRE BLVD 9 | LOS ANGELES | 90048 | SARTORI PAUL | (310) 2282704 | 6.9 | 0.4
413 | SC | DUTHIE ELECTRIC SVC CORP/DUTHIE POWER SV | 309900 | 1995 | D95729 | ICE, CATERPILLAR, PORTABLE, MODEL 3406CDITA, SN 4JK00174, 350 KW, 6 CYL, DIESEL, TURBOCHARGED, AFTERCOOLED | Diesel | Caterpillar | 3406C DITA | 350 | 350 |  |  | VARIOUS LOCATIONS IN SCAQMD | LONG BEACH | 90805 | DUTHIE RICHARD | (562) 7901772 | 8.17 | 0.38
414 | SC | DUTHIE ELECTRIC SVC CORP/DUTHIE POWER SV | 309962 | 1995 | D95731 | ICE, CATERPILLAR, PORTABLE, MODEL 3406CDITA, SN 4JK00176, 350 KW, 6 CYL, DIESEL, TURBOCHARGED, AFTERCOOLED | Diesel | Caterpillar | 3406C DITA | 350 | 350 |  |  | VARIOUS LOCATIONS IN SCAQMD | LONG BEACH | 90805 | DUTHIE RICHARD | (562) 7901772 | 8.17 | 0.38
415 | SC | DUTHIE ELECTRIC SVC CORP/DUTHIE POWER SV | 310685 | 1996 | D96020 | ICE, CUMMINS, DIESEL, MODEL VTA28-G5, SN G940549091, PORTABLE, 12 CYL, 900 BHP, TURBOCHARGED, AFTERCOOLED | Diesel | Cummins | VTA28-G5 | 600 |  |  | 900 | VARIOUS LOCATIONS IN SCAQMD | LONG BEACH | 90805 | DUTHIE RICHARD | (562) 7901772 | 8.17 | 0.38
416 | SC | DUTHIE ELECTRIC SVC CORP/DUTHIE POWER SV | 336298 | 1998 | F14933 | ICE, CUMMINS, DIESEL, EMR, MODEL VTA28-G5-600DFGB, SN J970654206, PORTABLE, 12 CYL, 900 BHP, TURBOCHARGED, AFTERCOOLED | Diesel | Cummins | VTA28-G5 | 600 |  |  | 900 | VARIOUS LOCATIONS IN SCAQMD | LONG BEACH | 90805 | DUTHIE RICHARD | (562) 7901772 | 8.17 | 0.38
418 | SC | EARTH STATION, GE AMERICAN COMM., INC. | 305316 | 1995 | D93603 | ICE, DETROIT DIESEL, MODEL 7123-7305, SN 12VA077540, 12 CYL, 630 BHP, DIESEL, EMR, TURBOCHARGED, AFTERCOOLED | Diesel | Detroit Diesel | 7123-7305 | 420 |  |  | 630 | 13560 SAN TIMOTEO CANYON RD | REDLANDS | 92373 | SIDDIQUI RIAZ | (213) 0000000 | 8.17 | 0.38
419 | SC | EASTERN MUN WATER DIST | 262548 | 1992 | D48760 | ICE, CATERPILLAR, MODEL 3508, SN 23Z04458, 1337 BHP, 8 CYL, DIESEL, EMR, TURBOCHARGED, AFTERCOOLED | Diesel | Caterpillar | 3508 | 891.3333 |  |  | 1337 | 770 N SANDERSON AVE | SAN JACINTO | 92582 | RONQUILLO RAY | (909) 9283777 x6219 | 8.17 | 0.38
420 | SC | EASTERN MUN WATER DIST | 283998 | 1993 | D78523 | ICE, CATERPILLAR, PORTABLE, MODEL 3512TA, 1801 BHP, 12 CYL, DIESEL, EMR, TURBOCHARGED, AFTERCOOLED | Diesel | Caterpillar | 3512 TA | 1200.6667 |  |  | 1801 | VARIOUS LOCATIONS IN SCAQMD | SAN JACINTO | 92583 | MCGIVNEY DAN | (909) 9283777 | 8.17 | 0.38
421 | SC | EASTERN MUN WATER DIST, WINCHESTER STN | 353722 | 1999 | F20592 | ICE, CATERPILLAR, MODEL 3412DITTA, 600 KW, 12 CYL, DIESEL, EMR, TURBOCHARGED, AFTERCOOLED | Diesel | Caterpillar | 3412 DITTA | 600 | 600 |  |  | 30554 OLIVE AVE | WINCHESTER | 92596 | MORYCZ DAVID | (909) 9283777 | 8.17 | 0.38
424 | SC | EASTERN MUNICIPAL WATER DIST | 317187 | 1996 | F00466 | ICE, CUMMINS, DIESEL, EMERGENCY ELECTRICAL GENERATION, MODEL KTA50-G3, SN 33126987, 16 CYL, 1850 BHP, TURBOCHARGED, AFTERCOOLED | Diesel | Cummins | KTA50-G3 | 1233.3333 |  |  | 1850 | VARIOUS LOCATIONS IN SCAQMD | SAN JACINTO | 92581 | MCGIVNEY DANIEL | (909) 9283777 | 8.17 | 0.38
425 | SC | EASTERN MUNICIPAL WATER DIST | 351269 | 1999 | F19874 | ICE, CATERPILLAR, MODEL 3412DITTA, SN 81Z10106, 600 KW, 12 CYL, DIESEL, EMERGENCY ELECTRICAL GENERATION, TURBOCHARGED, AFTERCOOLED | Diesel | Caterpillar | 3412 DITTA | 600 | 600 |  |  | 29170 FRONT ST | TEMECULA | 92590 | MORYCZ DAVID | (909) 9283777 | 8.17 | 0.38
426 | SC | EASTERN MUNICIPAL WATER DISTRICT | 150196 | 1986 | M62229 | ICE, DETROIT DIESEL, MODEL 8163-7405 16V92-TAB, DIESEL,1095 HP, EMERGENCY ELECTRICAL GENERATION, 750 KW | Diesel | Detroit Diesel | 8163-7405 | 750 | 750 |  |  | 29285 VALLEY BLVD | SUN CITY | 92586 | RONQUILLO RAY | (909) 9283777 | 11 | 0.53
427 | SC | EASTERN MUNICIPAL WATER DISTRICT | 186161 | 1989 | D61197 | ICE, CUMMINS, DIESEL, EMR, MODEL VTA28-GR, SN 25169579, 12 CYL, 600 KW, TURBOCHARGED, AFTERCOOLED | Diesel | Cummins | VTA28-GR | 600 | 600 |  |  | 41780 DIAZ RD | TEMECULA | 92590 | DAWSON DAVE | (714) 9257676 | 8.17 | 0.38
428 | SC | EASTERN MUNICIPAL WATER DISTRICT | 262549 | 1992 | D48761 | ICE, CATERPILLAR, DIESEL, EMERGENCY ELECTRICAL GENERATION, MODEL 3508, SN 23704696, TURBOCHARGED, AFTERCOOLED, 8 CYL, 1337 BHP | Diesel | Caterpillar | 3508 | 891.3333 |  |  | 1337 | 2270 TRUMBLE RD | PERRIS | 92571 | KAITUKOFF KEVIN | (909) 9283777 | 8.17 | 0.38
430 | SC | EASTERN MUNICIPAL WATER DISTRICT | 331502 | 1997 | F21409 | ICE, CATERPILLAR, MODEL G399-TA-HCR, NAT. GAS WITH LPG BACKUP, 8 CYL, 930 BHP | Natural Gas / LPG | Caterpillar | G399 | 620 |  |  | 930 | 42565 AVENIDA ALVARADO | TEMECULA | 92590 | RONQUILLO RAY | (909) 9283777
431 | SC | EASTERN MUNICIPAL WATER DISTRICT | 351273 | 1999 | F20625 | ICE, CATERPILLAR, DIESEL, EMERGENCY ELECTRICAL GENERATION, MODEL 3508 DITA, SN 23Z04969, TURBOCHARGED, AFTERCOOLED, 8 CYL, 800 KW, | Diesel | Caterpillar | 3508 DITA | 800 | 800 |  |  | 21865 HARVILL AVE | PERRIS | 92570 | MORYCZ DAVE | (909) 9283777 | 8.17 | 0.38
432 | SC | EASTERN MUNICIPAL WATER DISTRICT | 367599 | 2000 | F26995 | ICE, CATERPILLAR, DIESEL, EMERGENCY ELECTRICAL GENERATION, MODEL 3412 DITTA, 600 KW, TURBOCHARGED, AFTERCOOLED, 12 CYL | Diesel | Caterpillar | 3412 DITTA | 600 | 600 |  |  | 198 N SANDERSON AVE SANDERSON LIFT STATION | SAN JACINTO | 92583 | MORYCZ DAVID | (909) 9283777 | 6.9 | 0.4
433 | SC | EASTLAND TOWER PARTNERSHIP | 197632 | 1989 | D13895 | ICE, CUMMINS, DIESEL, EMR, MODEL VTA 28 G5, SN 37114444, 12 CYL, 900 BHP, TURBOCHARGED, AFTERCOOLED | Diesel | Cummins | VTA28-G5 | 600 |  |  | 900 | 100 N BARRANCA | WEST COVINA | 91791 | ESCOBAR HERMES D. | (818) 9677374 | 8.17 | 0.38
434 | SC | EISENHOWER MEDICAL CENTER | 144657 | 1986 | M53326 | ICE, CATERPILLAR, DIESEL, EMERGENCY ELECTRICAL GENERATION, MODEL 3512, 1250 KW, TURBOCHARGED, AFTERCOOLED | Diesel | Caterpillar | 3512 | 1250 | 1250 |  |  | 39000 BOB HOPE DR | RANCHO MIRAGE | 92270 | TOURKAMAN ALI A | (760) 7731273 | 11 | 0.53
435 | SC | EISENHOWER MEDICAL CENTER | 275137 | 1992 | D69659 | ICE, CATERPILLAR, DIESEL, EMERGENCY ELECTRICAL GENERATION, MODEL 3512, SN 24201929, 12 CYL,1786 BHP, TURBOCHARGED, AFTERCOOLED | Diesel | Caterpillar | 3512 | 1190.6667 |  |  | 1786 | 39000 BOB HOPE DR | RANCHO MIRAGE | 92270-3202 | TOURKAMAN ALI A | (760) 7731273 | 8.17 | 0.38
436 | SC | EISENHOWER MEDICAL CENTER | 275138 | 1992 | D69660 | ICE, CATERPILLAR, DIESEL, EMERGENCY ELECTRICAL GENERATION, MODEL 3512, SN 24201344, 12 CYL,1786 BHP, TURBOCHARGED, AFTERCOOLED | Diesel | Caterpillar | 3512 | 1190.6667 |  |  | 1786 | 39000 BOB HOPE DR | RANCHO MIRAGE | 92270-3202 | TOURKAMAN ALI A | (760) 7731273 | 8.17 | 0.38
437 | SC | EISENHOWER MEDICAL CENTER | 361082 | 1999 | F22835 | ICE, CATERPILLAR, DIESEL, EMERGENCY ELECTRICAL GENERATION, MODEL 3516 DITA, SN 6HN00384, 16 CYL,2000 KW, TURBOCHARGED, AFTERCOOLED | Diesel | Caterpillar | 3516 | 2000 | 2000 |  |  | 39000 BOB HOPE DR | RANCHO MIRAGE | 92270-3202 | TOURKAMAN ALI A | (760) 7731273 | 8.17 | 0.38
438 | SC | EISENHOWER MEDICAL CENTER | 363657 | 1999 | F23798 | ICE, CATERPILLAR, DIESEL, EMERGENCY ELECTRICAL GENERATION, MODEL 3516 DITA, SN 6HN00384, 16 CYL,2000 KW, TURBOCHARGED, AFTERCOOLED | Diesel | Caterpillar | 3516 DITA | 2000 | 2000 |  |  | 39000 BOB HOPE DR | RANCHO MIRAGE | 92270-3202 | TOURKAMAN ALI A | (760) 7731273 | 8.17 | 0.38
439 | SC | EISENHOWER MEDICAL CENTER | C41508 | 1990 | M26833 | ICE, NO. 1, WAUKESHA, DIESEL, EMERGENCY ELECTRICAL GENERATION, MODEL L-5790-D, 1280 BHP, 950 KW | Diesel | Waukesha | L5790D | 950 | 950 |  |  | 39000 BOB HOPE DR | RANCHO MIRAGE | 92270-3202 | TOURKAMAN ALI A | (760) 7731273 | 8.17 | 0.38
440 | SC | EISENHOWER MEDICAL CENTER | C41510 | 1982 | M29523 | ICE, NO. 3, DETROIT DIESEL, EMERGENCY ELECTRICAL GENERATION, DIESEL, MODEL 9163-7306, 1600 HP, 1150 KW | Diesel | Detroit Diesel | 9163-7306 | 1150 | 1150 |  |  | 39000 BOB HOPE DR | RANCHO MIRAGE | 92270-3202 | TOURKAMAN ALI A | (760) 7731273 | 12 | 0.53
441 | SC | EL MIRADOR MEDICAL PLAZA | 329806 | 1997 | F8154 | ICE, CATERPILLAR, DIESEL, EMR, MODEL 3512-TA, 1100 KW, TURBOCCHARGED, AFTERCOOLED | Diesel | Caterpillar | 3512 TA | 1100 | 1100 |  |  | 1180 N INDIAN CANYON DR | PALM SPRINGS | 92262 | BARNHART DALE | (760) 3236511 | 8.17 | 0.38
442 | SC | EL TORO WATER DIST | 175996 | 1988 | D13858 | ICE, CATERPILLAR, DIESEL, EMR, MODEL 3412, 737 BHP, TURBOCHARGED, AFTERCOOLED, 12 CYL, | Diesel | Caterpillar | 3412 | 491.3333 |  |  | 737 | 23542 MOULTON PKY | LAGUNA HILLS | 92653 | MAUTZ WES | (714) 8370580 | 8.17 | 0.38
443 | SC | EL TORO WATER DIST | 347920 | 1998 | F19347 | ICE, CATERPILLAR, DIESEL, EMR, MODEL 3516DITA, 1400 KW, TURBOCHARGED, AFTERCOOLED, 16 CYL, | Diesel | Caterpillar | 3516 DITA | 1400 | 1400 |  |  | 23542 MOULTON PKY | LAGUNA HILLS | 92653-1960 | MAUTZ WES | (714) 8370580 | 8.17 | 0.38
444 | SC | EL TORO WATER DISTRICT | 267074 | 1992 | D54902 | ICE, CATERPILLAR, DIESEL, EMR, MODEL 3412 TA, 860 BHP, TURBOCHARGED, AFTERCOOLED, 12 CYL, | Diesel | Caterpillar | 3412 TA | 573.3333 |  |  | 860 | 24141 MOULTON PKY | LAGUNA HILLS | 92653-1960 | CAFFERTY DENNIS | (714) 8377050 | 8.17 | 0.38
445 | SC | ELSINORE VALLEY MUN WATER DIST | 127177 | 1984 | M47880 | ICE, DETROIT DIESEL, EMERGENCY ELECTRICAL GENERATION, DIESEL, MODEL 7123-7305, 575 BHP, 400 KW, | Diesel | Detroit Diesel | 7123-7305 | 400 | 400 |  |  | 21982 RAILROAD CANYON RD | LAKE ELSINORE | 92531 | EICH TED | (909) 6743146 | 11 | 0.53
446 | SC | ELSINORE VALLEY MUN WATER DIST | 191452 | 1989 | D70991 | ICE, CATERPILLAR, MODEL 3412TA, DIESEL, EMERGENCY ELECTRICAL GENERATION, 804 BHP, 600 KW, TURBOCHARGED, AFTERCOOLED | Diesel | Caterpillar | 3412 TA | 600 | 600 |  |  | 18200 TRELEVEN AVE | LAKE ELSINORE | 92530 | EICH THEODORE P. | (909) 6743146 | 8.17 | 0.38
447 | SC | ELSINORE VALLEY MUNICIPAL WATER DISTRICT | 255200 | 1991 | D44073 | ICE, CATERPILLAR, MODEL 3408TA, SN 7824085, DIESEL, EMR, 8 CYL, 576 BHP, TURBOCHARGED, AFTERCOOLED | Diesel | Caterpillar | 3408 TA | 384 |  |  | 576 | 2 VILLA RAVENNA | LAKE ELSINORE | 92330 | HOAGLAND JACK | (714) 6743146 | 8.17 | 0.38
448 | SC | ELSINORE VALLEY MUNICIPAL WATER DISTRICT | 275476 | 1992 | D70342 | ICE, CATERPILLAR, MODEL 3406, SN 4RG01138, DIESEL, EMERGENCY ELECTRICAL GENERATION, 6 CYL, 519 BHP, TURBOCHARGED, AFTERCOOLED | Diesel | Caterpillar | 3406 | 346 |  |  | 519 | 31315 CHANEY ST | LAKE ELSINORE | 92530 | EICH TED | (909) 6743146 | 8.17 | 0.38
449 | SC | ELSINORE VALLEY MUNICIPAL WATER DISTRICT | 276129 | 1992 | D68351 | ICE, CATERPILLAR, MODEL 3406 TA, DIESEL, EMERGENCY ELECTRICAL GENERATION, 6 CYL, 570 BHP, TURBOCHARGED, AFTERCOOLED | Diesel | Caterpillar | 3406 TA | 380 |  |  | 570 | 31071 WISCONSIN ST | LAKE ELSINORE | 92331 | EICH THEODORE P. | (714) 6743146 | 8.17 | 0.38
450 | SC | ELSINORE VALLEY MUNICIPAL WATER DISTRICT | 323623 | 1997 | F4872 | ICE, CATERPILLAR, MODEL 3406 DITA, SN 4PM00360, DIESEL, EMERGENCY ELECTRICAL GENERATION, 519 BHP, 6 CYL, 350 KW, TURBOCHARGED, AFTERCOOLED | Diesel | Caterpillar | 3406 DITA | 350 | 350 |  |  | 31315 CHANEY ST | LAKE ELSINORE | 92530 | EICH TED | (909) 6743146 | 6.9 | 0.4
453 | SC | ELSINORE VALLEY MUNICIPAL WATER DISTRICT | 366358 | 1999 | F24497 | ICE, CATERPILLAR, MODEL 3406 DITA, DIESEL, EMERGENCY ELECTRICAL GENERATION, 6 CYL, 350 KW, TURBOCHARGED, AFTERCOOLED | Diesel | Caterpillar | 3406 DITA | 350 | 350 |  |  | 18861 GRAND AVE | LAKE ELSINORE | 92531-3000 | MILLER PHILLIP M | (909) 6743146 | 6.9 | 0.4
454 | SC | EOP - 10960 WILSHIRE LLC | 352691 | 1999 | F20343 | ICE, CATERPILLAR, DIESEL, EMR, MODEL 3508, 8 CYL, 1337 BHP, TURBOCHARGED, AFTERCOOLED | Diesel | Caterpillar | 3508 | 891.3333 |  |  | 1337 | 10960 WILSHIRE BLVD | LOS ANGELES | 90024 | BUCKLEY KEVIN | (310) 4770034 | 8.17 | 0.38
455 | SC | EOP - 10960 WILSHIRE LLC | 352692 | 1999 | F20344 | ICE, WAUKESHA, NAT.GAS, MODEL L5790GU, SN 200111, 12 CYL, 908 BHP, NATURALLY ASPIRATED | Natural Gas | Waukesha | L5790GU | 605.3333 |  |  | 908 | 10960 WILSHIRE BLVD | LOS ANGELES | 90024 | BUCKLEY KEVIN | (310) 4770034
456 | SC | EOP - 10960 WILSHIRE LLC | 352693 | 1999 | F20464 | ICE, WAUKESHA, NAT.GAS, MODEL L5790GU, SN 200111, 12 CYL, 908 BHP, NATURALLY ASPIRATED | Natural Gas | Waukesha | L5790GU | 605.3333 |  |  | 908 | 10960 WILSHIRE BLVD | LOS ANGELES | 90024 | BUCKLEY KEVIN | (310) 4770034
457 | SC | EOP 550 SOUTH HOPE STREET, LLC | 352685 | 1999 | F20538 | ICE, DETROIT DIESEL, EMR, DIESEL, MODEL 16V-92TA, 16 CYL, 1095 BHP, TURBOCHARGED, AFTERCOOLED | Diesel | Detroit Diesel | 16V-92TA | 730 |  |  | 1095 | 550 S HOPE ST | LOS ANGELES | 90071 | TURNER JIM | (213) 3626920 | 8.17 | 0.38
459 | SC | EQUITY OFFICE PROPERTIES, LLC | 329601 | 1997 | F8178 | ICE, DETROIT DIESEL, EMR, DIESEL, MODEL 8163-7415, 16 CYL, 1095 BHP, TURBOCHARGED, AFTERCOOLED | Diesel | Detroit Diesel | 8163-7415 | 730 |  |  | 1095 | 55 S LAKE AVE | PASADENA | 91101 | RAMIREZ DONNA | (818) 7932323 | 8.17 | 0.38
460 | SC | EQUITY OFFICE PROPERTIES,LLC | 329602 | 1997 | F8168 | ICE, CATERPILLAR, DIESEL, EMR, MODEL 3508TA, 8 CYL, 1017 BHP, TURBOCHARGED, AFTERCOOLED | Diesel | Caterpillar | 3508 TA | 678 |  |  | 1017 | 800 E COLORADO BLVD | PASADENA | 91101 | RAMIREZ DONNA | (818) 7932323 | 8.17 | 0.38
489 | SC | FAIRVIEW DEVELOPMENTAL CENTER | 04759A | 1978 | M28372 | ICE, DETROIT DIESEL, MODEL 9123-7306, 12 CYL, SN 12E-3808, DIESEL, EMR, 800 KW, TURBOCHARGED, AFTERCOOLED | Diesel | Detroit Diesel | 9123-7306 | 800 | 800 |  |  | 2501 HARBOR BLVD | COSTA MESA | 92626 | CAPILOUTO DAVID | (714) 9575072 | 12 | 0.53
490 | SC | FAIRVIEW DEVELOPMENTAL CENTER | 10154A | 1981 | M35879 | ICE, DETROIT DIESEL, MODEL 12V-149TI, 12 CYL, SN 12E0006428, DIESEL, EMR, 800 KW, 1155 BHP, TURBOCHARGED, INTERCOOLED | Diesel | Detroit Diesel | 12V-149TI | 800 | 800 |  |  | 2501 HARBOR BLVD | COSTA MESA | 92626 | CAPILOUTO DAVID | (714) 9575072 | 12 | 0.53
491 | SC | FAIRVIEW DEVELOPMENTAL CENTER | 10155A | 1981 | M35880 | ICE, DETROIT DIESEL, MODEL 12V-149TI, SN 12E0006428, 12 CYL DIESEL, EMR, 800 KW, TURBOCHARGED, INTERCOOLED | Diesel | Detroit Diesel | 12V-149TI | 800 | 800 |  |  | 2501 HARBOR BLVD | COSTA MESA | 92626 | CAPILOUTO DAVID | (714) 9575072 | 12 | 0.53
492 | SC | FARMERS INSURANCE GROUP | 154446 | 1987 | M57306 | ICE, CATERPILLAR, DIESEL, EMR, MODEL 3508 TA, SN 6NA00608, 8 CYL, 1337 BHP, TURBOCHARGED, AFTERCOOLED | Diesel | Caterpillar | 3508 TA | 891.3333 |  |  | 1337 | 4680 WILSHIRE BLVD | LOS ANGELES | 90005 | WITHAM GEORGE | (213) 9327131 | 11 | 0.53
493 | SC | FARMERS INSURANCE GROUP | 154447 | 1987 | M57307 | ICE, CATERPILLAR, DIESEL, EMR, MODEL 3508 TA, SN 6NA00608, 8 CYL, 1337 BHP, TURBOCHARGED, AFTERCOOLED | Diesel | Caterpillar | 3508 TA | 891.3333 |  |  | 1337 | 4680 WILSHIRE BLVD | LOS ANGELES | 90005 | WITHAM GEORGE | (213) 9327131 | 11 | 0.53
494 | SC | FARMERS INSURANCE GROUP | 154448 | 1987 | M57308 | ICE, CATERPILLAR, DIESEL, EMR, MODEL 3508 TA, SN 6NA00609, 8 CYL, 1337 BHP, TURBOCHARGED, AFTERCOOLED | Diesel | Caterpillar | 3508 TA | 891.3333 |  |  | 1337 | 4680 WILSHIRE BLVD | LOS ANGELES | 90005 | WITHAM GEORGE | (213) 9327131 | 11 | 0.53
495 | SC | F-D-S MANUFACTURING CO INC | 378810 | 2000 | F36557 | ICE, CUMMINS, DIESEL, EMR, MODEL QST30-G5, 12 CYL, 1490 BHP, TURBOCHARGED, AFTERCOOLED | Diesel | Cummins | QST30-G5 | 993.3333 |  |  | 1490 | 2200 S RESERVOIR ST | POMONA | 91766 | BEATTY RICHARD | (909) 5911733 | 6.9 | 0.4
496 | SC | FEDERAL EXPRESS CORPROATION | 345212 | 1998 | F16218 | ICE, CATERPILLAR, DIESEL, EMR, MODEL 3412 DITTA, 500 KW, TURBOCHARGED, AFTERCOOLED, 12 CYL | Diesel | Caterpillar | 3412 DITTA | 500 | 500 |  |  | 7000 BARRANCA PKY | IRVINE | 92728 | PETERSON JOHN | (949) 3994477 | 6.9 | 0.4
497 | SC | FIDELITY FEDERAL BANK | 201719 | 1989 | D25558 | ICE, CUMMINS, DIESEL, EMR, MODEL KTA-19-G1, 6 CYL, 560 BHP, TURBOCHARGED, AFTERCOOLED | Diesel | Cummins | KTA19-G1 | 373.3333 |  |  | 560 | 4565 COLORADO BLVD | LOS ANGELES | 90039 | MCKENTLY JOHN | (213) 0000000 | 8.17 | 0.38
498 | SC | FIGUEROA AT WILSHIRE LLC | 365970 | 2000 | F29413 | ICE, CATERPILLAR, DIESEL, EMERGENCY ELECTRICAL GENERATION, MODEL 3512, SN 24Z02440, 1779 BHP, TURBOCHARGED, AFTERCOOLED, 12 CYL | Diesel | Caterpillar | 3512 | 1186 |  |  | 1779 | 600-601 S FIGUEROA ST | LOS ANGELES | 90017 | BONHAM JIM | (213) 6279636 | 6.9 | 0.4
499 | SC | FIGUEROA AT WILSHIRE LLC | 366439 | 2000 | F29385 | ICE, CATERPILLAR, DIESEL, EMERGENCY ELECTRICAL GENERATION, MODEL 3512, SN 24Z02439, 1779 BHP, TURBOCHARGED, AFTERCOOLED, 12 CYL | Diesel | Caterpillar | 3512 | 1186 |  |  | 1779 | 600-601 S FIGUEROA ST | LOS ANGELES | 90017 | BONHAM JIM | (213) 6279636 | 6.9 | 0.4
500 | SC | FILENET CORP | 360308 | 1999 | F22419 | ICE, CATERPILLAR, DIESEL, EMR, MODEL 3406 DITA, SN 4ZR05386, 400 KW, TURBOCHARGED, AFTERCOOLED, 12 CYL | Diesel | Caterpillar | 3406 | 400 | 400 |  |  | 1540 SCENIC | COSTA MESA | 92626 | ST CLAIRE LINDA | (714) 9663603 | 6.9 | 0.4
501 | SC | FIRST INTERSTATE TOWER A JOINT VENTURE | 349158 | 1999 | F18840 | ICE, CUMMINS, DIESEL, EMR, MODEL KTA38-G4, 12 CYL, 1490 BHP, TURBOCHARGED, AFTERCOOLED | Diesel | Cummins | KTA38-G4 | 993.3333 |  |  | 1490 | 707 WILSHIRE BLVD SUITE 5530 | LOS ANGELES | 90017-3617 | THOMPSON DAVE | (213) 6142300 | 8.17 | 0.38
502 | SC | FIRST INTERSTATE TOWER A JOINT VENTURE | C41174 | 1982 | M28156 | ICE, CATERPILLAR, DIESEL, EMR, MODEL D-348, 12 CYL, 600 KW, 890 BHP, TURBOCHARGED, AFTERCOOLED | Diesel | Caterpillar | D-349 | 600 | 600 |  |  | 707 WILSHIRE BLVD SUITE 5530 | LOS ANGELES | 90017-3617 | THOMPSON DAVE | (213) 6142300 | 12 | 0.53
504 | SC | FISERV | 320074 | 1996 | F12817 | ICE, CUMMINS, DIESEL, EMR, MODEL VTA17106, SN 37106878, 12 CYL, 685 BHP, TURBOCHARGED, AFTERCOOLED | Diesel | Cummins | VTA17106 | 456.6667 |  |  | 685 | 15030 KESWICK ST | VAN NUYS | 91411 | LEVAN JAMES | (818) 3764100 | 6.9 | 0.4
505 | SC | FLUOR DANIEL, INC. | 345678 | 1998 | F16406 | ICE, DETROIT DIESEL, MODEL 16V92TA, 16 CYL, DIESEL, EMR, 1170 BHP, TURBOCHARGED, INTERCOOLED | Diesel | Detroit Diesel | 16V-92TA | 780 |  |  | 1170 | 3 FLUOR DANIEL DR | ALISO VIEJO | 92656 | LAKEY STEVE | (949) 9752177 | 8.17 | 0.38
506 | SC | FONTANA CITY, POLICE DEPT | 216213 | 1989 | D29196 | ICE, CUMMINS, DIESEL, EMR, MODEL NTA 855-G2, SN 254294, 6 CYL, 535 BHP, TURBOCHARGED, AFTERCOOLED | Diesel | Cummins | NTA855-G2 | 356.6667 |  |  | 535 | 17005 UPLAND AVE | FONTANA | 92335 | UNKNOWN UNKNOWN | (714) 3507740 | 8.17 | 0.38
507 | SC | FOOTHILL MUNICIPAL WATER DISTRICT | 303238 | 1995 | D90562 | ICE, CUMMINS, DIESEL, EMR, MODEL NTA855-G3, SN 30343506, 6 CYL, 535 BHP, TURBOCHARGED, AFTERCOOLED | Diesel | Cummins | NTA855-G3 | 356.6667 |  |  | 535 | VARIOUS LOCATIONS IN SCAQMD |  |  | PALMER RONALD C | (818) 7904036 | 8.17 | 0.38
508 | SC | FOOTHILL MUNICIPAL WATER DISTRICT | 331118 | 1997 | F13189 | ICE, CUMMINS, DIESEL, EMERGENCY ELECTRICAL GENERATION, MODEL VTA12-800GS, SN 10341541, 12 CYL, 750 BHP, TURBOCHARGED, AFTERCOOLED | Diesel | Cummins | VTA12-800GS | 500 |  |  | 750 | VARIOUS LOCATIONS IN SCAQMD |  |  | PALMER RONALD C | (818) 7904036 | 6.9 | 0.4
509 | SC | FOOTHILL MUNICIPAL WATER DISTRICT | 331119 | 1997 | F13188 | ICE, CUMMINS, DIESEL, EMERGENCY ELECTRICAL GENERATION, MODEL VTA12-800GS, SN 10341540, 12 CYL, 750 BHP, TURBOCHARGED, AFTERCOOLED | Diesel | Cummins | VTA12-800GS | 500 |  |  | 750 | VARIOUS LOCATIONS IN SCAQMD |  |  | PALMER RONALD C | (818) 7904036 | 6.9 | 0.4
510 | SC | FORMAT CORP C/O CLANLAW CORP | 295835 | 1994 | D84898 | ICE, CATERPILLAR, DIESEL, EMR, MODEL 3508, 8 CYL, 1096 BHP, TURBOCHARGED, AFTERCOOLED | Diesel | Caterpillar | 3508 | 730.6667 |  |  | 1096 | 1100 WILSHIRE BLVD | LOS ANGELES | 90017 | SCHULZE DUTCH | (213) 4811149 | 8.17 | 0.38
511 | SC | FOUR SEASONS HOTEL | 162935 | 1987 | M62235 | ICE, CATERPILLAR, DIESEL, EMR, MODEL 3508, 8 CYL, 1096 BHP, TURBOCHARGED, AFTERCOOLED | Diesel | Caterpillar | 3508 | 730.6667 |  |  | 1096 | 690 NEWPORT CENTER DR | NEWPORT BEACH | 92660 | PARKER RON | (714) 7604948 | 11 | 0.53
512 | SC | FOX BUNDY | 369655 | 2000 | F31840 | ICE, CATERPILLAR, DIESEL, EMR, MODEL 3412 DITTA, SN 81Z25055, 12 CYL, 600 KW, TURBOCHARGED, AFTERCOOLED | Diesel | Caterpillar | 3412 DITTA | 600 | 600 |  |  | 1925 S BUNDY DR | LOS ANGELES | 90035 | MALLARD GENNIFER | (310) 3695803 | 6.9 | 0.4
514 | SC | FOX TELEVISION STATIONS, INC | 372148 | 2000 | F37469 | ICE, CATERPILLAR, DIESEL, EMR, MODEL 3512 TA, 6WN00281, 2153 BHP TURBOCHARGED, AFTERCOOLED | Diesel | Caterpillar | 3512 TA | 1435.3333 |  |  | 2153 | 1999 BUNDY DR | LOS ANGELES | 90035 | RUIZ SERGIO | (310) 5842161 | 6.9 | 0.4
515 | SC | FRED C NELLES SCHOOL, CALIF YOUTH AUTH. | 215097 | 1989 | D31474 | ICE, CATERPILLAR, DIESEL, EMR, MODEL 3508 TA, 1106 BHP, 8 CYL, TURBOCHARGED, AFTERCOOLED | Diesel | Caterpillar | 3508 TA | 737.3333 |  |  | 1106 | 11850 E WHITTIER BLVD | WHITTIER | 90601 | SUMMERS ROB | (310) 3032339 | 8.17 | 0.38
516 | SC | FRONTIER GLOBAL CENTER | 366491 | 2000 | F24986 | ICE, CATERPILLAR, DIESEL, EMR, MODEL 3516 DITA, SN 6HN00499, 16 CYL, 2000 KW, TURBOCHARGED, AFTERCOOLED | Diesel | Caterpillar | 3516 DITA | 2000 | 2000 |  |  | 2463 W LA PALMA | ANAHEIM | 92801 | ADAIR BOB | (818) 2034933 | 6.9 | 0.4
517 | SC | FRONTIER GLOBAL CENTER | 366493 | 2000 | F24987 | ICE, CATERPILLAR, DIESEL, EMR, MODEL 3516 DITA, SN 6HN00500, 16 CYL, 2000 KW, TURBOCHARGED, AFTERCOOLED | Diesel | Caterpillar | 3516 DITA | 2000 | 2000 |  |  | 2463 W LA PALMA | ANAHEIM | 92801 | ADAIR BOB | (818) 2034933 | 6.9 | 0.4
518 | SC | FRONTIER GLOBAL CENTER | 366494 | 2000 | F24988 | ICE, CATERPILLAR, DIESEL, EMR, MODEL 3516 DITA, SN 6HN00502, 16 CYL, 2000 KW, TURBOCHARGED, AFTERCOOLED | Diesel | Caterpillar | 3516 DITA | 2000 | 2000 |  |  | 2463 W LA PALMA | ANAHEIM | 92801 | ADAIR BOB | (818) 2034933 | 6.9 | 0.4
519 | SC | FRONTIER GLOBAL CENTER | 366495 | 2000 | F24989 | ICE, CATERPILLAR, DIESEL, EMR, MODEL 3516 DITA, SN 6HN00550, 16 CYL, 2000 KW, TURBOCHARGED, AFTERCOOLED | Diesel | Caterpillar | 3516 DITA | 2000 | 2000 |  |  | 2463 W LA PALMA | ANAHEIM | 92801 | ADAIR BOB | (818) 2034933 | 6.9 | 0.4
520 | SC | FRY STEEL CO CORP | 369309 | 2000 | F34041 | ICE, CATERPILLAR, DIESEL, EMR, MODEL 3412 DISTA, 1114 BHP, TURBOCHARGED, AFTERCOOLED | Diesel | Caterpillar | 3412 DISTA | 742.6667 |  |  | 1114 | 13325 MOLETTE ST | SANTA FE SPRINGS | 90650 | REED LARRY | (562) 9217146 | 6.9 | 0.4
521 | SC | FULLERTON MARRIOTT HOTEL | 212807 | 1989 | D16861 | ICE, CUMMINS, DIESEL, EMR, MODEL NTTA-855G, SN K880179948, 6 CYL, 535 BHP, TURBOCHARGED, AFTERCOOLED | Diesel | Cummins | NTTA855-G | 356.6667 |  |  | 535 | 2701 E NUTWOOD AVE | FULLERTON | 92631 | PURCELL MARK | (714) 7387800 | 8.17 | 0.38
522 | SC | GARDEN GROVE CITY, PUB SAFETY DIV | 320510 | 1996 | F3119 | ICE, CATERPILLAR, MODEL 3412 DISTA, 750KW, 12 CYL, DIESEL, EMR, TURBOCHARGED, AFTERCOOLED | Diesel | Caterpillar | 3412 DISTA | 750 | 750 |  |  | 11301 ACACIA PKY | GARDEN GROVE | 92840 | MEISLAHN RON | (714) 6389906 | 8.17 | 0.38
523 | SC | GARDEN GROVE CITY, WATER SERVICES DIV | 312478 | 1996 | F9645 | ICE, WAUKESHA, MODEL F3521G, NAT. GAS, 6 CYL, 512 BHP, | Natural Gas | Waukesha | F3521G | 341.3333 |  |  | 512 | 12573 HASTER | GARDEN GROVE | 92840 | SARANGE CYRUS | (714) 7415395
524 | SC | GARDEN OF CHAMPIONS | 362348 | 1999 | F24035 | ICE, DETROIT DIESEL, EMR, DIESEL, MODEL R083-7K06, 765 BHP, TURBOCHARGED, AFTERCOOLED | Diesel | Detroit Diesel | R083-7K06 | 510 |  |  | 765 | 78200 MILES AVE | INDIAN WELLS | 92210 | MOORE RAYMOND | (760) 3403166 | 8.17 | 0.38
525 | SC | GATEWAY | 369382 | 2000 | F33409 | ICE, DETROIT DIESEL, EMR, DIESEL, MODEL R163-7K06, 1495 BHP, 16 CYL, TURBOCHARGED, AFTERCOOLED | Diesel | Detroit Diesel | R163-7K06 | 996.6667 |  |  | 1495 | 26211 ENTERPRISE WAY | LAKE FOREST | 92630 | RICH ZOSS RICHARD MENDOZA | (949) 4543200 | 6.9 | 0.4
526 | SC | GATEWAY | 369385 | 2000 | F33435 | ICE, DETROIT DIESEL, EMR, DIESEL, MODEL T123-7K36, 2220 BHP, 12 CYL, TURBOCHARGED, AFTERCOOLED | Diesel | Detroit Diesel | T123-7K36 | 1480 |  |  | 2220 | 26211 ENTERPRISE WAY | LAKE FOREST | 92630 | RICH ZOSS RICHARD MENDOZA | (949) 4543200 | 6.9 | 0.4
528 | SC | GE CAPITAL SERVICES OF CALIF | 352737 | 1999 | F20671 | ICE, CATERPILLAR, MODEL 3508B , 1502 BHP, 8 CYL, DIESEL, EMR, TURBOCHARGED, AFTERCOOLED | Diesel | Caterpillar | 3508B | 1001.3333 |  |  | 1502 | 4680 HALLMARK PKY | SAN BERNARDINO | 92407 | MOLINA MARK | (909) 8804527 | 8.17 | 0.38
529 | SC | GENE AUTRY WESTERN HERITAGE MUSEUM | 289721 | 1994 | D81215 | ICE, DETROIT DIESEL, EMR, DIESEL, MODEL 8163-7405, SN DD16VF7123, 1095 BHP, 12 CYL, TURBOCHARGED, AFTERCOOLED | Diesel | Detroit Diesel | 8163-7405 | 730 |  |  | 1095 | 4700 WESTERN HERITAGE WAY | LOS ANGELES | 90027 | GARCIA MIKE | (213) 6672000 | 8.17 | 0.38
530 | SC | GENERAL CONSTRUCTION CO. | 142057 | 1986 | M56918 | ICE, CUMMINS, DIESEL, MODEL KTA2300CID50, 12 CYL, 1050 BHP, TURBOCHARGED, AFTERCOOLED | Diesel | Cummins | KTA2300-CID50 | 700 |  |  | 1050 | VARIOUS LOCATIONS | IRVINE | 92814 | WILKINS MARK | (206) 9386754 | 11 | 0.53
531 | SC | GLENDALE ADVENTIST MEDICAL CTR | 238433 | 1990 | D33268 | ICE, DETROIT DIESEL, EMR, DIESEL, MODEL 12V-71T, SN 12VA78539, 12 CYL, TURBOCHARGED, AFTERCOOLED, 598 BHP | Diesel | Detroit Diesel | 12V-71T | 398.6667 |  |  | 598 | 1505-09 WILSON TERRACE | GLENDALE | 91206 | READER J. | (818) 4098051 | 8.17 | 0.38
532 | SC | GLENDALE ADVENTIST MEDICAL CTR | 266717 | 1992 | D53130 | ICE, DETROIT DIESEL, EMERGENCY ELECTRICAL GENERATION, DIESEL, MODEL 8083-7416, 8 CYL, TURBOCHARGED, AFTERCOOLED, 611 BHP | Diesel | Detroit Diesel | 8083-7416 | 407.3333 |  |  | 611 | 1505-09 WILSON TERRACE | GLENDALE | 91206-4007 | READER J. | (818) 4098051 | 8.17 | 0.38
534 | SC | GLENDALE ADVENTIST MEDICAL CTR | C43099 | 1982 | M24250 | ICE, DETROIT DIESEL, EMR, DIESEL, MODEL 7163-7305, SN DASE 418500, 16 CYL, 500 KW, 650 HP, TURBOCHARGED | Diesel | Detroit Diesel | 7163-7305 | 500 | 500 |  |  | 1505-09 WILSON TERRACE | GLENDALE | 91206 | READER J. | (818) 4098051 | 12 | 0.53
535 | SC | GLENDALE CITY (CIVIC CENTER GARAGE) | 229089 | 1990 | D34480 | ICE, CUMMINS, DIESEL, EMR, MODEL KTTA 19 G-1, 6 CYL, 685 BHP, TURBOCHARGED, AFTERCOOLED | Diesel | Cummins | KTTA19-G1 | 456.6667 |  |  | 685 | 120 N ISABEL ST | GLENDALE | 91206 | COLE DAVE | (714) 5493952 | 8.17 | 0.38
536 | SC | GLENDALE CITY (MAINTENANCE YARD) | 304303 | 1995 | D93062 | ICE, CUMMINS, DIESEL, EMR, MODEL KTTA 19 G-1, SN 30317714, 6 CYL, 535 BHP, TURBOCHARGED, AFTERCOOLED | Diesel | Cummins | KTTA19-G1 | 356.6667 |  |  | 535 | 541 CHEVY CHASE DR | GLENDALE | 91204-1813 | STILES KEN | (818) 5483731 | 8.17 | 0.38
537 | SC | GLENDALE CITY, FIRE DIVISION (FS# 22) | 237860 | 1990 | D55146 | ICE, CUMMINS, DIESEL, EMR, MODEL KTTA 19 G-1, 6 CYL, 560 BHP, TURBOCHARGED, AFTERCOOLED | Diesel | Cummins | KTTA19-G1 | 373.3333 |  |  | 560 | 1201 S GLENDALE AVE | GLENDALE | 91204 | DEMIRJIAN VASKEN | (818) 5484030 | 8.17 | 0.38
539 | SC | GLENDALE MEMORIAL HOSPITAL & HEALTH CENT | 352033 | 1999 | F20202 | ICE, CATERPILLAR, MODEL 3508TA, 1106 BHP, 8 CYL, DIESEL, EMR, TURBOCHARGED, AFTERCOOLED | Diesel | Caterpillar | 3508 TA | 737.3333 |  |  | 1106 | 1420 S CENTRAL AVE | GLENDALE | 91204 | MUNIZ MARK | (818) 5022285 | 8.17 | 0.38
540 | SC | GLENDALE MEMORIAL HOSPITAL & HEALTH CENT | 352034 | 1999 | F20205 | ICE, CATERPILLAR, MODEL 3508TA, 1106 BHP, 8 CYL, DIESEL, EMR, TURBOCHARGED, AFTERCOOLED | Diesel | Caterpillar | 3508 TA | 737.3333 |  |  | 1106 | 1420 S CENTRAL AVE | GLENDALE | 91204 | MUNIZ MARK | (818) 5022285 | 8.17 | 0.38
541 | SC | GLENDALE, CITY OF, FIRE DEPT, STATION 21 | 298841 | 1994 | D87330 | ICE, DETROIT DIESEL, EMR, DIESEL, MODEL 8123-7405, 12 CYL, TURBOCHARGED, AFTERCOOLED, 830 BHP | Diesel | Detroit Diesel | 8123-7405 | 553.3333 |  |  | 830 | 421 W OAK ST | GLENDALE | 91204 | DEMIRJIAN VASKEN | (818) 5484080 | 8.17 | 0.38
542 | SC | GLOBECAST | 363842 | 1999 | F24489 | ICE, CATERPILLAR, MODEL 3512DITA, SN 24Z01940, 1586 BHP, 12 CYL, DIESEL, EMR, TURBOCHARGED, AFTERCOOLED | Diesel | Caterpillar | 3512 DITA | 1057.3333 |  |  | 1586 | 10525 W WASHINGTON BLVD | CULVER CITY | 90232 | WATKINS ANDREW | (310) 8453859 | 8.17 | 0.38
543 | SC | GOLDEN EAGLE EXPRESS INC | 336775 | 1998 | F12045 | ICE, CATERPILLAR, MODEL 3406 DITA, 400 KW, 6 CYL, DIESEL, EMR, TURBOCHARGED, AFTERCOOLED | Diesel | Caterpillar | 3406 DITA | 400 | 400 |  |  | 2840 FICUS ST | POMONA | 91766 | CAIRNS JOHN | (909) 4640858 | 6.9 | 0.4
544 | SC | GOLDEN ERA PRODUCTIONS | 282572 | 1993 | D74816 | ICE, CATERPILLAR, MODEL 3512, 1447 BHP, 12 CYL, DIESEL, EMR, TURBOCHARGED, AFTERCOOLED | Diesel | Caterpillar | 3512 | 964.6667 |  |  | 1447 | 19625 HWY 79 | GILMAN HOT SPRINGS | 92583 | HODEN KEN | (909) 6545347 | 8.17 | 0.38
547 | SC | GUIDANT INC | 317616 | 1996 | F4131 | ICE, CATERPILLAR, DIESEL, EMERGENCY ELECTRICAL GENERATION, MODEL 3512 TA, 1568 BHP, 12 CYL, TURBOCHARGED, AFTERCOOLED | Diesel | Caterpillar | 3512 TA | 1045.3333 |  |  | 1568 | 26531 YNEZ RD | TEMECULA | 92591 | LEE EDWARD | (909) 9142250 | 8.17 | 0.38
548 | SC | GUIDANT INC | 358501 | 1999 | F22021 | ICE, CATERPILLAR, DIESEL, EMERGENCY ELECTRICAL GENERATION, MODEL 3516DITA, 1750 KW, 16 CYL, TURBOCHARGED, AFTERCOOLED | Diesel | Caterpillar | 3516 DITA | 1750 | 1750 |  |  | 26531 YNEZ RD | TEMECULA | 92591 | LEE EDWARD | (909) 9142250 | 8.17 | 0.38
550 | SC | HANJIN INTL CORP,OMNI LA HOTEL/CENTRE DB | 218774 | 1989 | D38260 | ICE, CATERPILLAR, DIESEL, EMR, MODEL 3508 TA, SN 23Z00946, 1096 BHP, 8 CYL, TURBOCHARGED, AFTERCOOLED | Diesel | Caterpillar | 3508 TA | 730.6667 |  |  | 1096 | 930 WILSHIRE BLVD | LOS ANGELES | 90017 | MILLER DANNY | (213) 6294321 | 8.17 | 0.38
551 | SC | HARBOR PLACE TOWER OWNER ASSOCIATION,530 | 250482 | 1991 | D39770 | ICE, CATERPILLAR, DIESEL, EMR, MODEL 3406, SN 4RF00655, 510 BHP, 6 CYL, TURBOCHARGED, AFTERCOOLED | Diesel | Caterpillar | 3406 | 340 |  |  | 510 | 525 E SEASIDE WAY | LONG BEACH | 90802 | MORELAN BRIAN K. | (213) 4352803 | 8.17 | 0.38
561 | SC | HEMET VALLEY HOSP DIST(MORENO VLY MD CTR | 235208 | 1990 | D47091 | ICE, DETROIT DIESEL, EMR, DIESEL, MODEL 8163-7405, SN 16V F008568, 16 CYL, 750 KW TURBOCHARGED, AFTERCOOLED | Diesel | Detroit Diesel | 8163-7405 | 750 | 750 |  |  | 27300 IRIS AVE | MORENO VALLEY | 92360 | GOTTSCHALK CARL A. | (714) 9256368 | 8.17 | 0.38
562 | SC | HENRY MAYO NEWHALL MEMORIAL HOSPITAL | 141294 | 1986 | D61315 | ICE, MITSUBISHI, MODEL S12A-PTA, DIESEL, 12 CYL, 650 KW, TURBOCHARGED, AFTERCOOLED | Diesel | Mitsubishi | S12A-PTA | 650 | 650 |  |  | 23845 W MC BEAN PKY | VALENCIA | 91355 | ENGLAND LARRY | (805) 2538476 | 11 | 0.53
563 | SC | HILTON SUITES INC | 227562 | 1990 | D36529 | ICE, CUMMINS, DIESEL, EMR, 760 BHP, MODEL VTA28-GS1, SN J88213927, 12 CYL, TURBOCHARGED, AFTERCOOLED | Diesel | Cummins | VTA28-GS1 | 506.6667 |  |  | 760 | 400 N STATE COLLEGE | ORANGE | 92668 | STARK BILLY | (714) 9381111 | 8.17 | 0.38
564 | SC | HITACHI CHEMICAL RESEARCH CENTER | 178578 | 1988 | D23745 | ICE, CUMMINS, DIESEL, EMR, 685 BHP, MODEL KTTA 19-GS, 6 CYL, TURBOCHARGED, AFTERCOOLED | Diesel | Cummins | KTTA19-GS | 456.6667 |  |  | 685 | 1003 HEALTH SCIENCES ROAD WEST UNIVERSITY OF CALIFORNIA | IRVINE | 92612 | SANCHEZ EFRAIN | (714) 7252721 | 8.17 | 0.38
570 | SC | HOLIDAY INN | 190471 | 1989 | D11188 | ICE, CATERPILLAR, DIESEL, EMR, MODEL 3406B, SN 2WB04615, 534 BHP, 6 CYL, TURBOCHARGED, AFTERCOOLED | Diesel | Caterpillar | 3406B | 356 |  |  | 534 | 19800 S VERMONT AVE | TORRANCE | 90502 | SPRENGER GERRY | (213) 7819100 | 8.17 | 0.38
576 | SC | HOOVER RANCH | 322399 | 1996 | F4201 | ICE, CATERPILLAR, DIESEL, EMR, MODEL 3406 DITA, 400 KW, 6 CYL, TURBOCHARGED, AFTERCOOLED | Diesel | Caterpillar | 3406 DITA | 400 | 400 |  |  | 35999 CARTER ST | YUCAIPA | 92399 | HOOVER RICHARD | (909) 7952526 | 6.9 | 0.4
577 | SC | HOPE & FLOWER B P PARTNERSHIP | 180089 | 1988 | D10405 | ICE, DETROIT DIESEL, EMR, DIESEL, MODEL 8163-7406, 16 CYL, 1170 BHP, TURBOCHARGED, AFTERCOOLED | Diesel | Detroit Diesel | 8163-7406 | 780 |  |  | 1170 | 700 S FLOWER ST BROADWAY PLAZA STE 406 | LOS ANGELES | 90017 | BRADFORD JON | (213) 0000000 | 8.17 | 0.38
578 | SC | HOSPITAL OF THE GOOD SAMARITAN | 164018 | 1987 | M63296 | ICE, CUMMINS, DIESEL, EMR, 750 BHP, MODEL DTA12800GS, 8 CYL, NATURALLY ASPIRATED | Diesel | Cummins | DTA12800-GS | 500 |  |  | 750 | 616 S WITMER ST | LOS ANGELES | 90017 | DATIN DENNIS | (213) 9774090 | 11 | 0.53
579 | SC | HOSPITAL OF THE GOOD SAMARITAN | 164019 | 1987 | M63297 | ICE, DIETROIT DIESEL, EMR, 1500 BHP, MODEL 12V149T1, 12 CYL, NATURALLY ASPIRATED | Diesel | Detroit Diesel | 12V-149TI | 1000 |  |  | 1500 | 616 S WITMER ST | LOS ANGELES | 90017 | DATIN DENNIS | (213) 9774090 | 11 | 0.53
580 | SC | HOSPITAL OF THE GOOD SAMARITAN | 164020 | 1987 | M63298 | ICE, CUMMINS, DIESEL, EMR, 750 BHP, MODEL DTA12800GS, 8 CYL, NATURALLY ASPIRATED | Diesel | Cummins | DTA12800-GS | 500 |  |  | 750 | 616 S WITMER ST | LOS ANGELES | 90017 | DATIN DENNIS | (213) 9774090 | 11 | 0.53
581 | SC | HOSPITAL OF THE GOOD SAMARITAN | 164021 | 1987 | M63299 | ICE, CUMMINS, DIESEL, EMR, 750 BHP, MODEL DTA12800GS, 8 CYL, NATURALLY ASPIRATED | Diesel | Cummins | DTA12800-GS | 500 |  |  | 750 | 616 S WITMER ST | LOS ANGELES | 90017 | DATIN DENNIS | (213) 9774090 | 11 | 0.53
582 | SC | HOUSEHOLD FINANCE CORPORATION | 205603 | 1989 | D20400 | ICE, CATERPILLAR, DIESEL, EMR, MODEL 3512, 2178 BHP, 12 CYL, TURBOCHARGED, AFTERCOOLED | Diesel | Caterpillar | 3512 | 1452 |  |  | 2178 | 931 CORPORATE CENTER DR | POMONA | 91769 | WILLIAMS KIM | (714) 3973157 | 8.17 | 0.38
583 | SC | HOWARD HUGHES CENTER | 381020 | 2001 | F37191 | ICE, CUMMINS, DIESEL, EMR, MODEL KTA50-G9, 1500 KW, 16 CYL, TURBOCHARGED, AFTERCOOLED | Diesel | Cummins | KTA50-G9 | 1500 | 1500 |  |  | 5999 CENTER DR | LOS ANGELES | 90045 | LOCH PATTY | (310) 4175330 | 6.9 | 0.4
586 | SC | HUC-SKIRBALL CULTURAL CENTER | 318018 | 1996 | F01317 | ICE, CATERPILLAR, DIESEL, EMR, MODEL 3508DITA, 900 KW, 8 CYL, TURBOCHARGED, AFTERCOOLED | Diesel | Caterpillar | 3508 DITA | 900 | 900 |  |  | 2701 N SEPULVEDA BLVD | LOS ANGELES | 90049-6833 |  |  | 8.17 | 0.38
587 | SC | HUGHES AIRCRAFT CO, EDSG | 132253 | 1985 | M47736 | ICE, DETROIT DIESEL, ALLISON, EMR, DIESEL, MODEL 7123-7305, 12 CYL, 630 BHP, 425 KW, TURBOCHARGED | Diesel | Detroit Diesel | 7123-7305 | 425 | 425 |  |  | 2000-2101 E EL SEGUNDO BLVD | EL SEGUNDO | 90245 | ROBINSON BERNARD | (310) 5324013 | 11 | 0.53
588 | SC | HUGHES AIRCRAFT CO, EDSG | 132254 | 1985 | M47737 | ICE, DETROIT DIESEL, ALLISON, EMR, DIESEL, MODEL 9163-7306, 16 CYL, 1545 BHP, 1000 KW, TURBOCHARGED | Diesel | Detroit Diesel | 9163-7306 | 1000 | 1000 |  |  | 2000-2101 E EL SEGUNDO BLVD | EL SEGUNDO | 90245 | ROBINSON BERNARD | (310) 5324013 | 11 | 0.53
589 | SC | HUGHES AIRCRAFT CO, EDSG | 132255 | 1985 | M47738 | ICE, DETROIT DIESEL, ALLISON, EMR, DIESEL, MODEL 9163-7306, 16 CYL, 1545 BHP, 1000 KW, TURBOCHARGED | Diesel | Detroit Diesel | 9163-7306 | 1000 | 1000 |  |  | 2000-2101 E EL SEGUNDO BLVD | EL SEGUNDO | 90245 | ROBINSON BERNARD | (310) 5324013 | 11 | 0.53
590 | SC | HUNTINGTON BEACH HOSPITAL | 359866 | 1999 | F22716 | ICE, CUMMINS, DIESEL, EMR, MODEL CA-1150-02, 8 CYL, 600 HP, AFTERCOOLED | Diesel | Cummins | CA1150-02 | 400 |  | 600 |  | 17772 BEACH BLVD | HUNTINGTON BEACH | 92647 | JOHNS GROVER | (714) 8435078 | 6.9 | 0.4
591 | SC | HUNTINGTON LIBRARY/ART GALLERY/BOT GARDN | 352775 | 1999 | F20397 | ICE, CATERPILLAR, DIESEL, EMR, MODEL 3412 DITTA, 500 KW, 12 CYL, TURBOCHARGED, AFTERCOOLED | Diesel | Caterpillar | 3412 DITTA | 500 | 500 |  |  | 1151 OXFORD RD | SAN MARINO | 91108 | NIWA AKIO D | (626) 4052129 | 6.9 | 0.4
592 | SC | HUNTINGTON MEMORIAL HOSPITAL | 334778 | 1997 | F11424 | ICE, DETROIT DIESEL, EMERGENCY ELECTRICAL GENERATION, DIESEL, MODEL 9163-7K26, 2540 BHP, TURBOCHARGED, AFTERCOOLED | Diesel | Detroit Diesel | 9163-7K26 | 1633.3333 |  |  | 2450 | 100 W CALIFORNIA BLVD | PASADENA | 91105-3097 | TODD MICHAEL | (626) 3973790 | 8.17 | 0.38
593 | SC | HUNTINGTON MEMORIAL HOSPITAL | 334779 | 1997 | F11423 | ICE, DETROIT DIESEL, EMR, DIESEL, MODEL 9163-7K26, 2540 BHP, TURBOCHARGED, AFTERCOOLED | Diesel | Detroit Diesel | 9163-7K26 | 1633.3333 |  |  | 2450 | 100 W CALIFORNIA BLVD | PASADENA | 91105-3097 | TODD MICHAEL | (626) 3973790 | 8.17 | 0.38
594 | SC | HUNTINGTON MEMORIAL HOSPITAL | 334780 | 1997 | F11422 | ICE, DETROIT DIESEL, EMERGENCY ELECTRICAL GENERATION, DIESEL, MODEL 9163-7K26, 2540 BHP, TURBOCHARGED, AFTERCOOLED | Diesel | Detroit Diesel | 9163-7K26 | 1633.3333 |  |  | 2450 | 100 W CALIFORNIA BLVD | PASADENA | 91105-3097 | TODD MICHAEL | (626) 3973790 | 8.17 | 0.38
600 | SC | HYATT REGENCY ALICANTE | 204892 | 1989 | D16522 | ICE, CATERPILLAR, DIESEL, EMERGENCY ELECTRICAL GENERATION, MODEL 3412, SN 81A03827, 755 BHP, 12 CYL, TURBOCHARGED, INTERCOOLED | Diesel | Caterpillar | 3412 | 503.3333 |  |  | 755 | 100 PLAZA ALICANTE | GARDEN GROVE | 92640 | POYNTER KEN | (714) 7406025 | 8.17 | 0.38
601 | SC | HYATT REGENCY ALICANTE | 204893 | 1989 | D16328 | ICE, CATERPILLAR, DIESEL, EMERGENCY ELECTRICAL GENERATION, MODEL 3408, SN 78201661, 598 BHP, 8 CYL, TURBOCHARGED, INTERCOOLED | Diesel | Caterpillar | 3408 | 398.6667 |  |  | 598 | 100 PLAZA ALICANTE | GARDEN GROVE | 92640 | POYNTER KEN | (714) 7406025 | 8.17 | 0.38
605 | SC | INFONET | 356622 | 1999 | F21191 | ICE, DETROIT DIESEL, EMR, DIESEL, MODEL R163-7K05, 895 KW, 16 CYL, TURBOCHARGED, AFTERCOOLED | Diesel | Detroit Diesel | R163-7K05 | 895 | 895 |  |  | 2160 E GRAND AVE | EL SEGUNDO | 90245 | BOWLING DALE | (310) 3352849 | 8.17 | 0.38
611 | SC | INLAND EMPIRE UTILITIES AGENCY | 357037 | 1999 | F21587 | ICE, CATERPILLAR, DIESEL, EMR, MODEL 3516 DITA, 1500 KW, 16 CYL, TURBOCHARGED, AFTERCOOLED | Diesel | Caterpillar | 3516 DITA | 1500 | 1500 |  |  | 6063 KIMBALL AVE | CHINO | 91710 | DESADDI GABRIEL | (909) 5975759 | 8.17 | 0.38
612 | SC | INLAND EMPIRE UTILITIES AGENCY | 357038 | 1999 | F21588 | ICE, CATERPILLAR, DIESEL, EMR, MODEL 3516 DITA, 1500 KW, 16 CYL, TURBOCHARGED, AFTERCOOLED | Diesel | Caterpillar | 3516 DITA | 1500 | 1500 |  |  | 6063 KIMBALL AVE | CHINO | 91710 | DESADDI GABRIEL | (909) 5975759 | 8.17 | 0.38
613 | SC | INLAND EMPIRE UTILITIES AGENCY | 377973 | 2000 | F36505 | ICE, CATERPILLAR, DIESEL, EMR, MODEL 3516 BDITA, 2000 KW, 16 CYL, TURBOCHARGED, AFTERCOOLED | Diesel | Caterpillar | 3516 DITA | 2000 | 2000 |  |  | 6063 KIMBALL AVE | CHINO | 91710 | DESADDI GABRIEL | (909) 5975759 | 6.9 | 0.4
614 | SC | INLAND EMPIRE UTL AGEN, A MUN WATER DIS | 235084 | 1990 | D33657 | ICE, CATERPILLAR, DIESEL, EMR, MODEL 3412TA, 895 BHP, 12 CYL, TURBOCHARGED, AFTERCOOLED | Diesel | Caterpillar | 3412 TA | 596.6667 |  |  | 895 | 2450 PHILADELPHIA AVE | ONTARIO | 91761 | ROBINSON ORICK | (909) 3570241 | 8.17 | 0.38
615 | SC | INLAND EMPIRE UTL AGEN, A MUN WATER DIS | 299058 | 1994 | D87103 | ICE, CATERPILLAR, DIESEL, EMR, MODEL 3512DITA, 1250 KW, 12 CYL, TURBOCHARGED, AFTERCOOLED | Diesel | Caterpillar | 3512 DITA | 1250 | 1250 |  |  | 2450 PHILADELPHIA AVE | ONTARIO | 91761 | ROBINSON ORICK | (909) 3570241 | 8.17 | 0.38
616 | SC | INLAND EMPIRE UTL AGEN, A MUN WATER DIS | 299059 | 1994 | D87104 | ICE, CATERPILLAR, DIESEL, EMR, MODEL 3512DITA, 1250 KW, 12 CYL, TURBOCHARGED, AFTERCOOLED | Diesel | Caterpillar | 3512 DITA | 1250 | 1250 |  |  | 2450 PHILADELPHIA AVE | ONTARIO | 91761 | ROBINSON ORICK | (909) 3570241 | 8.17 | 0.38
617 | SC | INLAND EMPIRE UTL AGEN, A MUN WATER DIS | 299060 | 1994 | D87105 | ICE, CATERPILLAR, DIESEL, EMR, MODEL 3512DITA, 1000 KW, 12 CYL, TURBOCHARGED, AFTERCOOLED | Diesel | Caterpillar | 3512 DITA | 1000 | 1000 |  |  | 2450 PHILADELPHIA AVE | ONTARIO | 91761 | ROBINSON ORICK | (909) 3570241 | 8.17 | 0.38
618 | SC | INLAND EMPIRE UTL AGEN, A MUN WATER DIS | 184631 | 1989 | D71997 | ICE, WAUKESHA, MODEL L5790GL, DIGESTER GAS AND NAT. GAS, 911 BHP, AFTERCOOLED, DRIVING AN ELECTRICAL GENERATOR | Natural Gas | Waukesha | L5790GL | 607.3333 |  |  | 911 | 16400 EL PRADO | CHINO | 91710 | ROBINSON ORICK | (909) 3570241
619 | SC | INLAND EMPIRE UTL AGEN, A MUN WATER DIST | 193012 | 1989 | D65025 | ICE, CATERPILLAR, DIESEL, EMR, MODEL 3512TA, 1500 KW | Diesel | Caterpillar | 3512 DITA | 1500 | 1500 |  |  | 14950 TELEPHONE AVE | CHINO | 91710-9616 | ROBINSON ORICK | (909) 3570241 | 8.17 | 0.38
620 | SC | INLAND EMPIRE UTL AGEN, A MUN WATER DIST | 321867 | 1996 | F3791 | ICE, CATERPILLAR, DIESEL, EMR, MODEL 3516DITA, SN 4XF00638, 2000 KW, 16 CYL, TURBOCHARGED, AFTERCOOLED | Diesel | Caterpillar | 3516 DITA | 2000 | 2000 |  |  | 12811 6TH & ETIWANDA ST | RANCHO CUCAMONGA | 91730 | JALAL | (909) 3570241 | 8.17 | 0.38
621 | SC | VERIZON WIRELESS/INLAND MTSO | 371279 | 2000 | F32548 | ICE, CATERPILLAR, DIESEL, EMERGENCY ELECTRICAL GENERATION, MODEL 3412 C DITA, SN 2WJ01435, 1180 BHP, TURBOCHARGED, AFTERCOOLED | Diesel | Caterpillar | 3412C DITA | 786.6667 |  |  | 1180 | 5351 E AIRPORT DR | ONTARIO | 91761 | GRANGER OSCAR | (425) 6034894 | 6.9 | 0.4
622 | SC | INLAND VALLEY REGIONAL MEDICAL CENTER | 178640 | 1988 | D65304 | ICE, CUMMINS, DIESEL, EMR, SN 31135936, 600 BHP, 6 CYL, TURBOCHARGED, AFTERCOOLED | Diesel | Cummins | N/A | 400 |  |  | 600 | 36485 INLAND VALLEY DR | WILDOMAR | 92595 | RIELLY TIM | (909) 6779732 | 8.17 | 0.38
624 | SC | INTER-COMMUNITY MEDICAL CENTER | 193090 | 1989 | D13993 | ICE, DETROIT DIESEL, EMR, DIESEL, MODEL 12V-149TI, 1515 BHP, 12 CYL, TURBOCHARGED, INTERCOOLED | Diesel | Detroit Diesel | 12V-149TI | 1010 |  |  | 1515 | 303 N 3RD AVE | COVINA | 91723 | KAPPLER FRED | (818) 3317331 | 8.17 | 0.38
625 | SC | INTERNATIONAL MEDICATION SYSTEMS LTD | 281933 | 1993 | D88237 | ICE, CATERPILLAR, DIESEL, EMR, MODEL 3412 DITA, SN 81207075, 890 BHP, 12 CYL, TURBOCHARGED, AFTERCOOLED | Diesel | Caterpillar | 3412 DITA | 593.3333 |  |  | 890 | 1878-919 SANTA ANITA AVE | SOUTH EL MONTE | 91733-3414 | NYKANEN MICHAEL | (818) 4595245 | 8.17 | 0.38
626 | SC | INTERNATIONAL RECTIFIER HEXFET AMERICA | 134701 | 1985 | M56108 | ICE, MITSUBISHI, DIESEL, EMR, MODEL S12N-PTA-2, 1000 KW, | Diesel | Mitsubishi | S12N-PTA2 | 1000 | 1000 |  |  | 41915 BUSINESS PARK DR | TEMECULA | 92590 | NACEEM FARIDA Z. | (909) 6767500 | 11 | 0.53
627 | SC | IRVINE CENTER PARTNERS I LLC, OPUS CNTR | 358448 | 1999 | F21832 | ICE, CATERPILLAR, DIESEL, EMR, MODEL 3412 DITA, SN 81223679/SNALL459, 500 KW, 12 CYL, TURBOCHARGED, AFTERCOOLED | Diesel | Caterpillar | 3412 DITA | 500 | 500 |  |  | 2020 MAIN ST STE 800 | IRVINE | 92814 | WINTER KAREN | (949) 6221950 | 6.9 | 0.4
628 | SC | IRVINE CITY | 223964 | 1990 | D32442 | ICE, DETROIT DIESEL, EMR, DIESEL, MODEL 8163-7405, SN 16VF007099-6A05713, 1095 BHP, 16 CYL, TURBOCHARGED, AFTERCOOLED | Diesel | Detroit Diesel | 8163-7405 | 730 |  |  | 1095 | 1 CIVIC CENTER PLZ | IRVINE | 92713 | MCALLISTER JOHN | (714) 7246692 | 8.17 | 0.38
629 | SC | IRVINE OFFICE CO, C/O P M REALTY GROUP | 198306 | 1989 | D31407 | ICE, CUMMINS, DIESEL, EMR, MODEL VT-1710-P, 635 BHP, TURBOCHARGED | Diesel | Cummins | VT1710-P | 423.3333 |  |  | 635 | 660 NEWPORT CENTER DR | NEWPORT BEACH | 92660 | ROSA BART | (949) 7593601 | 8.17 | 0.38
630 | SC | IRVINE RANCH WATER DIST | 238395 | 1990 | D37645 | ICE, NO. 2, CATERPILLAR, PORTABLE, DIESEL, EMERGENCY ELECTRICAL GENERATION, MODEL 3412, 12 CYL, 890 BHP TURBOCHARGED, AFTERCOOLED | Diesel | Caterpillar | 3412 | 593.3333 |  |  | 890 | VARIOUS LOCATIONS | IRVINE | 92619 | HYDE JAMES | (949) 4535866 | 8.17 | 0.38
631 | SC | IRVINE RANCH WATER DIST | 238396 | 1990 | D37246 | ICE, NO. 1, CATERPILLAR, PORTABLE, DIESEL, EMERGENCY ELECTRICAL GENERATION, MODEL 3412, 12 CYL, 890 BHP TURBOCHARGED, AFTERCOOLED | Diesel | Caterpillar | 3412 | 593.3333 |  |  | 890 | VARIOUS LOCATIONS | IRVINE | 92619 | HYDE JAMES | (949) 4535866 | 8.17 | 0.38
633 | SC | IRVINE RANCH WATER DIST | 320668 | 1996 | F6957 | ICE, CATERPILLAR, PORTABLE, DIESEL, EMR, MODEL 3508, 8 CYL, 1332 BHP TURBOCHARGED, AFTERCOOLED | Diesel | Caterpillar | 3508 | 888 |  |  | 1332 | VARIOUS LOCATIONS | IRVINE | 92619 | HYDE JAMES | (949) 4535866 | 8.17 | 0.38
634 | SC | IRVINE RANCH WATER DIST | 322238 | 1996 | F4281 | ICE, KOMATSU, MODEL SA6D170A, DIESEL, 6 CYL, 684 BHP, TURBOCHARGED, AFTERCOOLED | Diesel | Komatsu | SA6D 170A | 456 |  |  | 684 | VARIOUS LOCATIONS | IRVINE | 92619 | HYDE JAMES | (949) 4535866 | 6.9 | 0.4
635 | SC | IRVINE RANCH WATER DIST/PORTOLA ZONE | 367966 | 2000 | F37342 | ICE, CUMMINS, DIESEL, EMR, MODEL QST30-G1, SN 23Z05804, 12 CYL, 1135 BHP, TURBOCHARGED, AFTERCOOLED | Diesel | Cummins | QST30-G1 | 756.6667 |  |  | 1135 | 27841 GLENN RANCH RD | FOOTHILL RANCH | 92610 | HYDE JAMES | (949) 4535866 | 6.9 | 0.4
636 | SC | IRVINE, CITY OF-OPERATION SUPPORT FAC. | 363454 | 1999 | F25439 | ICE, CATERPILLAR, DIESEL, EMR, MODEL 3412 DIT, SN 81702023, 8 CYL, 750 BHP TURBOCHARGED | Diesel | Caterpillar | 3412 DIT | 500 |  |  | 750 | 6427 OAK CANYON | IRVINE | 92618 | SMITH CHRIS | (949) 7247556 | 6.9 | 0.4
637 | SC | ISUZU MOTORS AMERICA INC | 357545 | 1999 | F21487 | ICE, CATERPILLAR, DIESEL, EMR, MODEL 3512, 12 CYL, 1786 BHP TURBOCHARGED, AFTERCOOLED | Diesel | Caterpillar | 3512 | 1190.6667 |  |  | 1786 | 7101 VILLAGE DR | BUENA PARK | 90621 | PATTERSN JOHN | (562) 2297114 | 8.17 | 0.38
639 | SC | J.H. SNYDER CO III, L.P. | 302332 | 1995 | D92036 | ICE, DETROIT DIESEL, EMR, DIESEL, MODEL 7163-7305, SN 16VA015500, 670 BHP, 16 CYL, TURBOCHARGED, AFTERCOOLED | Diesel | Detroit Diesel | 7163-7305 | 446.6667 |  |  | 670 | 5670 WILSHIRE BLVD | LOS ANGELES | 90036 | GRATHWOHL DANNY | (213) 9655546 | 8.17 | 0.38
641 | SC | JAMES HARDIE BUILDING PRODUCTS INC | 352427 | 1999 | F20615 | ICE, CATERPILLAR, DIESEL, EMR, MODEL 3406 DI-TA-JW, 6 CYL, 520 BHP, TURBOCHARGED, AFTERCOOLED | Diesel | Caterpillar | 3406 DITA | 346.6667 |  |  | 520 | 10901 ELM AVE | FONTANA | 92377 | DODDS SCOTT | (909) 3566301 | 6.9 | 0.4
642 | SC | JEWISH HOME FOR THE AGING | 324667 | 1997 | F5428 | ICE, DETROIT DIESEL, EMR, DIESEL, MODEL 8123-7416 (12V-92TA), 940 BHP, 12 CYL, TURBOCHARGED, AFTERCOOLED | Diesel | Detroit Diesel | 8123-7416 | 626.6667 |  |  | 940 | 18855 VICTORY BLVD | RESEDA | 91335-6499 | CASTILLO RONNIE | (818) 7743081 | 8.17 | 0.38
646 | SC | JURUPA COMMUNITY SERVICES DISTRICT | 02404E | 1990 | E04653 | ICE, CUMMINS, DIESEL, EMR, MODEL VT-1710-E, 400 KW, | Diesel | Cummins | VT1710-E | 400 | 400 |  |  | 10124 LIMONITE AVE | RIVERSIDE | 92509 | O'NEILL TOM . | (909) 6857435 | 8.17 | 0.38
647 | SC | KAISER FOUNDATION HEALTH PLAN | 240447 | 1990 | D35731 | ICE, CATERPILLAR, DIESEL, EMR, MODEL 3412, SN 81709930, 12 CYL, 749 BHP, TURBOCHARGED, AFTERCOOLED | Diesel | Caterpillar | 3412 | 499.3333 |  |  | 749 | 9449 E IMPERIAL HWY | DOWNEY | 90242 | GONZALEZ VIRGINIA | (714) 9784735 | 8.17 | 0.38
648 | SC | KAISER FOUNDATION HEALTH PLAN INC | 331631 | 1997 | F16272 | ICE, CATERPILLAR, DIESEL, EMERGENCY ELECTRICAL GENERATION, MODEL 3508STD, SN 23Z01151, 8 CYL, 1175 BHP, TURBOCHARGED, AFTERCOOLED | Diesel | Caterpillar | 3508 STD | 783.3333 |  |  | 1175 | 11666 SHERMAN WAY | NORTH HOLLYWOOD | 91605-58311 | NEWQUIST RON | (818) 5036582 | 8.17 | 0.38
649 | SC | KAISER FOUNDATION HEALTH PLAN INC | 331632 | 1997 | F16267 | ICE, CATERPILLAR, DIESEL, EMERGENCY ELECTRICAL GENERATION, MODEL 3512, SN 24Z04073, 12 CYL, 1786 BHP, TURBOCHARGED, AFTERCOOLED | Diesel | Caterpillar | 3512 | 1190.6667 |  |  | 1786 | 11666 SHERMAN WAY | NORTH HOLLYWOOD | 91605-58311 | NEWQUIST RON | (818) 5036582 | 8.17 | 0.38
650 | SC | KAISER FOUNDATION HOSP | 113352 | 1983 | M35821 | ICE, CATERPILLAR, DIESEL, EMERGENCY ELECTRICAL GENERATION, MODEL D-348TA, 12 CYL, 805 HP, 500 KW, TURBOCHARGED, AFTERCOOLED | Diesel | Caterpillar | D348 TA | 500 | 500 |  |  | 9400 E ROSECRANS AVE | BELLFLOWER | 90706 | LEON TONY | (562) 4614236 | 12 | 0.53
651 | SC | KAISER FOUNDATION HOSP | 113353 | 1983 | M35822 | ICE, CATERPILLAR, DIESEL, EMERGENCY ELECTRICAL GENERATION, MODEL D-348TA, 12 CYL, 805 HP, 500 KW, TURBOCHARGED, AFTERCOOLED | Diesel | Caterpillar | D348 TA | 500 | 500 |  |  | 9400 E ROSECRANS AVE | BELLFLOWER | 90706 | LEON TONY | (562) 4614236 | 12 | 0.53
652 | SC | KAISER FOUNDATION HOSP | 113354 | 1983 | M35823 | ICE, DETROIT DIESEL, EMERGENCY ELECTRICAL GENERATION, MODEL 12V-71T, DIESEL, 700 HP, 12 CYL, 400 KW, TURBOCHARGED, AFTERCOOLED | Diesel | Detroit Diesel | 12V-71T | 400 | 400 |  |  | 9400 E ROSECRANS AVE | BELLFLOWER | 90706 | LEON TONY | (562) 4614236 | 12 | 0.53
653 | SC | KAISER FOUNDATION HOSP | 113355 | 1983 | M35824 | ICE, DETROIT DIESEL, EMERGENCY ELECTRICAL GENERATION, MODEL 12V-71T, DIESEL, 700 HP, 12 CYL, 400 KW, TURBOCHARGED, AFTERCOOLED | Diesel | Detroit Diesel | 12V-71T | 400 | 400 |  |  | 9400 E ROSECRANS AVE | BELLFLOWER | 90706 | LEON TONY | (562) 4614236 | 12 | 0.53
654 | SC | KAISER FOUNDATION HOSP | 327446 | 1997 | F6906 | ICE, DETROIT DIESEL, EMERGENCY ELECTRICAL GENERATION, MODEL 8123-7416 (12V-92TA), SN 12VF011975, 12 CYL, 947 BHP, DIESEL TURBOCHARGED, AFTERCOOLED | Diesel | Detroit Diesel | 8123-7416 | 631.3333 |  |  | 947 | 1100 PACIFIC COAST HWY | HARBOR CITY | 90710-3511 |  |  | 8.17 | 0.38
655 | SC | KAISER FOUNDATION HOSP | 327450 | 1997 | F6907 | ICE, DETROIT DIESEL, EMERGENCY ELECTRICAL GENERATION, MODEL 8123-7416 (12V-92TA), SN 12VF011982, 12 CYL, 947 BHP, DIESEL TURBOCHARGED, AFTERCOOLED | Diesel | Detroit Diesel | 8123-7416 | 631.3333 |  |  | 947 | 1100 PACIFIC COAST HWY | HARBOR CITY | 90710-3511 |  |  | 8.17 | 0.38
656 | SC | KAISER FOUNDATION HOSP | 327455 | 1997 | F6908 | ICE, DETROIT DIESEL, EMERGENCY ELECTRICAL GENERATION, MODEL 8123-7416 (12V-92TA), SN 12VF011979, 12 CYL, 947 BHP, DIESEL TURBOCHARGED, AFTERCOOLED | Diesel | Detroit Diesel | 8123-7416 | 631.3333 |  |  | 947 | 1100 PACIFIC COAST HWY | HARBOR CITY | 90710-3511 |  |  | 8.17 | 0.38
657 | SC | KAISER FOUNDATION HOSP | 357912 | 1999 | F21685 | ICE, NO. 1, CATERPILLAR, DIESEL, EMERGENCY ELECTRICAL GENERATION, MODEL 3512 BDITA, 12 CYL, 1500 KW, TURBOCHARGED, AFTERCOOLED | Diesel | Caterpillar | 3512B DITA | 1500 | 1500 |  |  | 6041 CADILLAC AVE | LOS ANGELES | 90034-1700 | EDGARIAN NORAIR | (323) 8572221 | 8.17 | 0.38
658 | SC | KAISER FOUNDATION HOSP | 357913 | 1999 | F21686 | ICE, NO. 2, CATERPILLAR, DIESEL, EMERGENCY ELECTRICAL GENERATION, MODEL 3512 BDITA, 12 CYL, 1500 KW, TURBOCHARGED, AFTERCOOLED | Diesel | Caterpillar | 3512B DITA | 1500 | 1500 |  |  | 6041 CADILLAC AVE | LOS ANGELES | 90034-1700 | EDGARIAN NORAIR | (323) 8572221 | 8.17 | 0.38
659 | SC | KAISER FOUNDATION HOSP | 357914 | 1999 | F21687 | ICE, NO. 3, CATERPILLAR, DIESEL, EMERGENCY ELECTRICAL GENERATION, MODEL 3512 BDITA, 12 CYL, 1500 KW, TURBOCHARGED, AFTERCOOLED | Diesel | Caterpillar | 3512B DITA | 1500 | 1500 |  |  | 6041 CADILLAC AVE | LOS ANGELES | 90034-1700 | EDGARIAN NORAIR | (323) 8572221 | 8.17 | 0.38
660 | SC | KAISER FOUNDATION HOSPITAL | 135686 | 1985 | M52186 | ICE, CATERPILLAR, DIESEL, EMERGENCY ELECTRICAL GENERATION, MODEL 3508 TA, SN 23700632, 8 CYL, 920 BHP, TURBOCHARGED, AFTERCOOLED | Diesel | Caterpillar | 3508 TA | 613.3333 |  |  | 920 | 5601 DE SOTO | WOODLAND HILLS | 91367 | HANARAHAN JOHN | (818) 7194092 | 11 | 0.53
661 | SC | KAISER FOUNDATION HOSPITAL | 135687 | 1985 | M52187 | ICE, CATERPILLAR, DIESEL, EMERGENCY ELECTRICAL GENERATION, MODEL 3508 TA, SN 23700662, 8 CYL, 920 BHP, TURBOCHARGED, AFTERCOOLED | Diesel | Caterpillar | 3508 TA | 613.3333 |  |  | 920 | 5601 DE SOTO | WOODLAND HILLS | 91367 | HANARAHAN JOHN | (818) 7194092 | 11 | 0.53
662 | SC | KAISER FOUNDATION HOSPITAL | 135688 | 1985 | M52188 | ICE, CATERPILLAR, DIESEL, EMERGENCY ELECTRICAL GENERATION, MODEL 3508 TA, SN 23700662, 8 CYL, 920 BHP, TURBOCHARGED, AFTERCOOLED | Diesel | Caterpillar | 3508 TA | 613.3333 |  |  | 920 | 5601 DE SOTO | WOODLAND HILLS | 91367 | HANARAHAN JOHN | (818) 7194092 | 11 | 0.53
663 | SC | KAISER FOUNDATION HOSPITAL | 135689 | 1985 | M52189 | ICE, CATERPILLAR, DIESEL, EMERGENCY ELECTRICAL GENERATION, MODEL 3508 TA, SN 23700635, 8 CYL, 920 BHP, TURBOCHARGED, AFTERCOOLED | Diesel | Caterpillar | 3508 TA | 613.3333 |  |  | 920 | 5601 DE SOTO | WOODLAND HILLS | 91367 | HANARAHAN JOHN | (818) 7194092 | 11 | 0.53
664 | SC | KAISER FOUNDATION HOSPITAL | 163881 | 1987 | D18026 | ICE, DETROIT DIESEL, ALLISON, DIESEL, EMERGENCY ELECTRICAL GENERATION, MODEL 16V-92T, 8 CYL, 960 BHP, TURBOCHARGED, AFTERCOOLED | Diesel | Detroit Diesel | 16V-92T | 640 |  |  | 960 | 13652 CANTARA ST | PANORAMA CITY | 91402 | MANKOWSKI MICHAEL | (818) 3753844 | 11 | 0.53
665 | SC | KAISER FOUNDATION HOSPITAL | 181698 | 1989 | D09861 | ICE, NO. 1, CATERPILLAR, DIESEL-FUELED, EMERGENCY ELECTRICAL GENERATION, MODEL 3516, TURBOCHARGED, AFTERCOOLED, 16 CYLINDERS, 2153 BHP. | Diesel | Caterpillar | 3516 | 1435.3333 |  |  | 2153 | 4867 SUNSET BLVD. | LOS ANGELES | 90027 | SHARIFI MOHAMMAD | (323) 7838442 | 8.17 | 0.38
666 | SC | KAISER FOUNDATION HOSPITAL | 181699 | 1989 | D09860 | ICE, NO. 2, CATERPILLAR, DIESEL-FUELED, EMERGENCY ELECTRICAL GENERATION, MODEL 3516, TURBOCHARGED, AFTERCOOLED, 16 CYLINDERS, 2153 BHP. | Diesel | Caterpillar | 3516 | 1435.3333 |  |  | 2153 | 4867 SUNSET BLVD. | LOS ANGELES | 90027 | SHARIFI MOHAMMAD | (323) 7838442 | 8.17 | 0.38
667 | SC | KAISER FOUNDATION HOSPITAL | 181700 | 1989 | D18027 | ICE, NO. 3, CATERPILLAR, DIESEL, EMERGENCY ELECTRICAL GENERATION, MODEL 3512, 12 CYL, 1588 BHP, TURBOCHARGED, AFTERCOOLED | Diesel | Caterpillar | 3512 | 1058.6667 |  |  | 1588 | 4867 SUNSET BLVD. | LOS ANGELES | 90027 | SHARIFI MOHAMMAD | (323) 7838442 | 8.17 | 0.38
668 | SC | KAISER FOUNDATION HOSPITAL | 182295 | 1989 | D13218 | ICE, CATERPILLAR, DIESEL, EMERGENCY ELECTRICAL GENERATION, 930 HP, MODEL 3508, 650 KW | Diesel | Caterpillar | 3508 | 650 | 650 |  |  | 10800 MAGNOLIA AVE | RIVERSIDE | 92505 | TALASKA RON | (909) 3533243 | 8.17 | 0.38
669 | SC | KAISER FOUNDATION HOSPITAL | 209084 | 1989 | D13219 | ICE, CATERPILLAR, DIESEL, EMERGENCY ELECTRICAL GENERATION, MODEL 3508, 930 HP, 650 KW | Diesel | Caterpillar | 3508 | 650 | 650 |  |  | 10800 MAGNOLIA AVE | RIVERSIDE | 92505 | TALASKA RON | (909) 3533243 | 8.17 | 0.38
670 | SC | KAISER FOUNDATION HOSPITAL | 209085 | 1989 | D13220 | ICE, CATERPILLAR, DIESEL, EMERGENCY ELECTRICAL GENERATION, MODEL 3508, 930 HP, 650 KW | Diesel | Caterpillar | 3508 | 650 | 650 |  |  | 10800 MAGNOLIA AVE | RIVERSIDE | 92505 | TALASKA RON | (909) 3533243 | 8.17 | 0.38
671 | SC | KAISER FOUNDATION HOSPITAL | 209086 | 1989 | D13221 | ICE, CATERPILLAR, DIESEL, EMERGENCY ELECTRICAL GENERATION, MODEL 3508, 930 HP, 650 KW | Diesel | Caterpillar | 3508 | 650 | 650 |  |  | 10800 MAGNOLIA AVE | RIVERSIDE | 92505 | TALASKA RON | (909) 3533243 | 8.17 | 0.38
672 | SC | KAISER FOUNDATION HOSPITAL | 278098 | 1993 | D70350 | ICE, DETROIT DIESEL, EMERGENCY ELECTRICAL GENERATION, MODEL 9123-7306, 12 CYL, 1550 BHP, DIESEL, TURBOCHARGED, INTERCOOLED | Diesel | Detroit Diesel | 9123-7306 | 1033.3333 |  |  | 1550 | 1011 BALDWIN PARK BLVD | BALDWIN PARK | 91706 | ROBERTS LAWRENCE | (818) 8515285 | 8.17 | 0.38
673 | SC | KAISER FOUNDATION HOSPITAL | 278099 | 1993 | D70351 | ICE, DETROIT DIESEL, EMERGENCY ELECTRICAL GENERATION, MODEL 9123-7306, 12 CYL, 1550 BHP, DIESEL, TURBOCHARGED, INTERCOOLED | Diesel | Detroit Diesel | 9123-7306 | 1033.3333 |  |  | 1550 | 1011 BALDWIN PARK BLVD | BALDWIN PARK | 91706 | ROBERTS LAWRENCE | (818) 8515285 | 8.17 | 0.38
674 | SC | KAISER FOUNDATION HOSPITAL | 278100 | 1993 | D70636 | ICE, DETROIT DIESEL, EMERGENCY ELECTRICAL GENERATION, MODEL 9123-7306, 12 CYL, 1550 BHP, DIESEL, TURBOCHARGED, INTERCOOLED | Diesel | Detroit Diesel | 9123-7306 | 1033.3333 |  |  | 1550 | 1011 BALDWIN PARK BLVD | BALDWIN PARK | 91706 | ROBERTS LAWRENCE | (818) 8515285 | 8.17 | 0.38
675 | SC | KAISER FOUNDATION HOSPITAL | 278101 | 1993 | D71068 | ICE, DETROIT DIESEL, EMERGENCY ELECTRICAL GENERATION, MODEL 9123-7306, 12 CYL, 1550 BHP, DIESEL, TURBOCHARGED, INTERCOOLED | Diesel | Detroit Diesel | 9123-7306 | 1033.3333 |  |  | 1550 | 1011 BALDWIN PARK BLVD | BALDWIN PARK | 91706 | ROBERTS LAWRENCE | (818) 8515285 | 8.17 | 0.38
676 | SC | KAISER FOUNDATION HOSPITAL | 00984B | 1990 | E2537B | ICE, DIESEL ENGINE, 800 BHP, DRIVING ELECTRICAL GENERATOR, MODEL S/N 59-516-1 | Diesel | N/A | N/A | 533.3333 |  |  | 800 | 9961 SIERRA AVE | FONTANA | 92335 | NEAL KEN | (909) 8295161 | 8.17 | 0.38
677 | SC | KAISER FOUNDATION HOSPITAL | 00985B | 1990 | E2538B | ICE, DIESEL ENGINE, 800 BHP, DRIVING ELECTRICAL GENERATOR, MODEL S/N 60-516 | Diesel | N/A | N/A | 533.3333 |  |  | 800 | 9961 SIERRA AVE | FONTANA | 92335 | NEAL KEN | (909) 8295161 | 8.17 | 0.38
680 | SC | KAISER PERMANENTE CORONA DATA CENTER | 343200 | 1998 | F18068 | ICE, CATERPILLAR, DIESEL, EMR, MODEL 3516 DITA, 16 CYL, 2518 BHP, TURBOCHARGED, AFTERCOOLED | Diesel | Caterpillar | 3516 DITA | 1678.6667 |  |  | 2518 | 1850 CALIFORNIA AVE | CORONA | 91719 | KLEIN KEN | (909) 2701220 | 8.17 | 0.38
681 | SC | KAISER PERMANENTE CORONA DATA CENTER | 343201 | 1998 | F18069 | ICE, CATERPILLAR, DIESEL, EMR, MODEL 3516 DITA, 16 CYL, 2518 BHP, TURBOCHARGED, AFTERCOOLED | Diesel | Caterpillar | 3516 DITA | 1678.6667 |  |  | 2518 | 1850 CALIFORNIA AVE | CORONA | 91719 | KLEIN KEN | (909) 2701220 | 8.17 | 0.38
682 | SC | KAISER PERMANENTE CORONA DATA CENTER | 343202 | 1998 | F18073 | ICE, CATERPILLAR, DIESEL, EMR, MODEL 3516 DITA, 16 CYL, 2518 BHP, TURBOCHARGED, AFTERCOOLED | Diesel | Caterpillar | 3516 DITA | 1678.6667 |  |  | 2518 | 1850 CALIFORNIA AVE | CORONA | 91719 | KLEIN KEN | (909) 2701220 | 8.17 | 0.38
683 | SC | KAISER PERMANENTE CORONA DATA CENTER | 343203 | 1998 | F18074 | ICE, CATERPILLAR, DIESEL, EMR, MODEL 3516 DITA, 16 CYL, 2518 BHP, TURBOCHARGED, AFTERCOOLED | Diesel | Caterpillar | 3516 DITA | 1678.6667 |  |  | 2518 | 1850 CALIFORNIA AVE | CORONA | 91719 | KLEIN KEN | (909) 2701220 | 8.17 | 0.38
684 | SC | KAISER PERMANENTE CORONA DATA CENTER | 343204 | 1998 | F18075 | ICE, CATERPILLAR, DIESEL, EMR, MODEL 3516 DITA, 16 CYL, 2518 BHP, TURBOCHARGED, AFTERCOOLED | Diesel | Caterpillar | 3516 DITA | 1678.6667 |  |  | 2518 | 1850 CALIFORNIA AVE | CORONA | 91719 | KLEIN KEN | (909) 2701220 | 8.17 | 0.38
685 | SC | KAISER PERMANENTE HOSPITAL | 328397 | 1997 | F7337 | ICE, DETROIT DIESEL, MODEL 8163-7416 (16V-92TA), 16 CYL, 1232 BHP, DIESEL, EMR, TURBOCHARGED, AFTERCOOLED | Diesel | Detroit Diesel | 8163-7416 | 821.3333 |  |  | 1232 | 4580 ELECTRONICS PL | LOS ANGELES | 90039-1072 | NEWQUIST RON. | (818) 5036582 | 8.17 | 0.38
686 | SC | KAISER PERMANENTE L A MEDICAL CENTER | 333926 | 1997 | F10275 | ICE, DETROIT DIESEL, MODEL 12V-92TA, 12 CYL, 830 BHP, DIESEL, EMR, TURBOCHARGED, AFTERCOOLED | Diesel | Detroit Diesel | 12V-92TA | 553.3333 |  |  | 830 | 1515 VERMONT | LOS ANGELES | 90027 | EDGARIAN NORAIR | (213) 7838442 | 8.17 | 0.38
687 | SC | KAISER PERMANENTE MEDICAL CENTER-BELLF. | 266489 | 1992 | D61287 | ICE, DETROIT DIESEL, EMR, DIESEL, MODEL149TI, SN 12E001054, 12 CYL, 1550 BHP, TURBOCHARGED, AFTERCOOLED | Diesel | Detroit Diesel | 12V-149TI | 1033.3333 |  |  | 1550 | 9400 E ROSECRANS AVE | BELLFLOWER | 90242 | ROJAS ANA | (818) 4056729 | 8.17 | 0.38
688 | SC | KENNEDY-WILSON PROP LTD, WILSHIRE BIXEL | 348515 | 1998 | F20424 | ICE, CATERPILLAR, DIESEL, EMR, MODEL 3412, 12 CYL, 924 BHP, TURBOCHARGED, AFTERCOOLED | Diesel | Caterpillar | 3412 | 616 |  |  | 924 | 1055 WILSHIRE BLVD ROOF | LOS ANGELES | 90017 | KETCHEN NORMAN | (213) 4811511 | 8.17 | 0.38
689 | SC | KENT H. LANDSBERG CO | 296862 | 1994 | D85931 | ICE, CATERPILLAR, DIESEL, EMR, MODEL 3512 DITA, SN 24Z01327, 12 CYL, 1000 KW, TURBOCHARGED, AFTERCOOLED | Diesel | Caterpillar | 3512 DITA | 1000 | 1000 |  |  | 1640 S GREENWOOD AVE | MONTEBELLO | 90640-6538 | HUNTINGTON STEPH L | (213) 7213355 | 8.17 | 0.38
690 | SC | KILROY AIRPORT ASSOCIATES | 182259 | 1989 | D07357 | ICE, CATERPILLAR, DIESEL, EMR, MODEL 3412, SN 81202156, 12 CYL, 890 BHP, TURBOCHARGED, AFTERCOOLED | Diesel | Caterpillar | 3412 | 593.3333 |  |  | 890 | 2240 E IMPERIAL HWY | EL SEGUNDO | 90245 | WENDT BILL | (213) 7721193 | 8.17 | 0.38
691 | SC | KILROY LONG BCH ASSOC, KILROY REALTY LP | 367875 | 2000 | F31649 | ICE, CATERPILLAR, DIESEL, EMR, MODEL 3412 DITTA, SN 81Z24407, 896 BHP, TURBOCHARGED, AFTERCOOLED | Diesel | Caterpillar | 3412 DITTA | 597.3333 |  |  | 896 | 3750-3800 KILROY AIRPORT WAY | LONG BEACH | 90806 | BEACH SANDY | (562) 9881160 | 6.9 | 0.4
692 | SC | KMEX-TV | 212312 | 1989 | D28782 | ICE, CATERPILLAR, DIESEL, EMR, MODEL 3408, SN 78Z01816, 8 CYL, 538 BHP, TURBOCHARGED, AFTERCOOLED | Diesel | Caterpillar | 3408 | 358.6667 |  |  | 538 | VIDEO RD | MOUNT WILSON | 90045 | LOVING RANDY | (213) 4663434 | 8.17 | 0.38
693 | SC | KNBC TELEVISION, NATL BROADCASTING CO DB | 337787 | 1998 | F12744 | ICE, CATERPILLAR, DIESEL, EMR, MODEL 3406 DITA, 400 KW, TURBOCHARGED, AFTERCOOLED, 6 CYL | Diesel | Caterpillar | 3406 DITA | 400 | 400 |  |  | VIDEO DR | MOUNT WILSON | 91523 | TANKENSON LAURA | (818) 8404529 | 6.9 | 0.4
696 | SC | KOLL CTR NEWPORT NO 9,A CAL LTD PARTNRSP | 201766 | 1989 | D48941 | ICE, CATERPILLAR, DIESEL, EMR, MODEL 3412 PC, TURBOCHARGED, AFTERCOOLED, 12 CYL | Diesel | Caterpillar | 3412 PC | 503.3333 |  |  | 755 | 4400 MACARTHUR BLVD | NEWPORT BEACH | 92660 | NAPIER JIM | (714) 8330310 | 8.17 | 0.38
697 | SC | KRAMER-WILSON | 366014 | 2000 | F37371 | ICE, VOLVO, PORTABLE, EMR, MODEL TAD 1631 GE, SN 2160035637, DIESEL, 6 CYL, TURBOCHARGED, AFTERCOOLED, 749 BHP | Diesel | Volvo | TAD 1631GE | 499.3333 |  |  | 749 | VARIOUS LOCATIONS | NORTH HOLLYWOOD | 91609 | YOUNG TIM | (800) 8215095 | 6.9 | 0.4
698 | SC | KRCA-TV 62 | 234317 | 1990 | D49906 | ICE, CATERPILLAR, DIESEL, EMR, MODEL D348TA 57K633, TURBOCHARGED, AFTERCOOLED, 12 CYL, 890 BHP | Diesel | Caterpillar | D348 TA | 593.3333 |  |  | 890 | SUNSET | MOUNT BALDY | 91759 | SALARVAND MASSOUD | (818) 5635722 | 8.17 | 0.38
699 | SC | KSCI INC | 316362 | 1996 | F6979 | ICE, DETROIT DIESEL, EMR, MODEL 7123-7305, DIESEL, 12 CYL, 630 BHP, TURBOCHARGED, AFTERCOOLED | Diesel | Detroit Diesel | 7123-7305 | 420 |  |  | 630 | SUNSET RIDGE ELECTRONICS SITE | CLAREMONT | 91711 | WELTY BILL | (310) 4781818 | 6.9 | 0.4
700 | SC | KTLA INC | 214963 | 1989 | D36770 | ICE, DETROIT DIESEL, EMR, MODEL 12V-71TA, DIESEL, 12 CYL, 545 BHP, TURBOCHARGED, AFTERCOOLED | Diesel | Detroit Diesel | 12V-71TA | 363.3333 |  |  | 545 | 5800 W SUNSET BLVD | LOS ANGELES | 90028 | UNKNOWN UNKNOWN | (213) 4603987 | 8.17 | 0.38
701 | SC | L A CITY FIRE STATION #401 | 373238 | 2000 | F33447 | ICE, CUMMINS, DIESEL, EMR, MODEL QSX15-G9, 6 CYL, 755 BHP, TURBOCHARGED, AFTERCOOLED | Diesel | Cummins | QSX15-G9 | 503.3333 |  |  | 755 | 140 N AVENUE 19 | LOS ANGELES | 90031 | KUROKI SHARI | (213) 4737748 | 6.9 | 0.4
702 | SC | LA AIRPORT MARRIOTT HOTEL | 118688 | 1983 | M36406 | ICE, CATERPILLAR, DIESEL, EMR, MODEL D-348, 12 CYL, 600 KW, 890 BHP, TURBOCHARGED, AFTERCOOLED | Diesel | Caterpillar | D-348 | 600 | 600 |  |  | 5855 W CENTURY BLVD | LOS ANGELES | 90045 | TOMASEK TRACY SCOTT | (310) 3375370 | 12 | 0.53
703 | SC | LA CITY DWP | 241577 | 1990 | D59869 | ICE, CATERPILLAR, DIESEL, EMR, MODEL 3516, 16 CYL, 2847 BHP, TURBOCHARGED, AFTERCOOLED | Diesel | Caterpillar | 3516 | 1898 |  |  | 2847 | 8501 ARLETA AVE | SUN VALLEY | 91352 | ROBERTS BOYD | (818) 7712326 | 8.17 | 0.38
704 | SC | LA CITY DWP | 241578 | 1990 | D59898 | ICE, CATERPILLAR, DIESEL, EMR, MODEL 3516, 16 CYL, 2847 BHP, TURBOCHARGED, AFTERCOOLED | Diesel | Caterpillar | 3516 | 1898 |  |  | 2847 | 8501 ARLETA AVE | SUN VALLEY | 91352 | ROBERTS BOYD | (818) 7712326 | 8.17 | 0.38
705 | SC | LA CITY DWP | 312331 | 1996 | D98029 | ICE, CUMMINS, DIESEL, EMR, MODEL KTA19-G2, 6 CYL, 600 BHP, TURBOCHARGED, AFTERCOOLED | Diesel | Cummins | KTA19-G2 | 400 |  |  | 600 | 7501 TYRONE AVE | VAN NUYS | 91405 | RUTTY SHELLEY | (213) 3670275 | 6.9 | 0.4
706 | SC | LA CITY DWP | 347835 | 1998 | F17783 | ICE, CUMMINS, DIESEL, EMR, MODEL KTA50-G9, 1500 KW, TURBOCHARGED, AFTERCOOLED, 16 CYL | Diesel | Cummins | KTA50-G9 | 1500 | 1500 |  |  | 13101 SEPULVEDA BLVD | SYLMAR | 91342 | BODEN BRENT | (818) 7716003 | 8.17 | 0.38
707 | SC | LA CITY DWP, DE SOTO P.S. | 189155 | 1989 | D10745 | ICE, CUMMINS, DIESEL, EMR, MODEL VTA1710-P700, SN 10253096, 700 BHP, TURBOCHARGED, AFTERCOOLED, 12 CYL | Diesel | Cummins | VTA1710-P700 | 466.6667 |  |  | 700 | 11200 DE SOTO ST | CHATSWORTH | 91311 | LILL KUNO | (213) 4816231 | 8.17 | 0.38
708 | SC | LA CITY, 77TH ST AREA POLICE FACILITY | 316127 | 1996 | D99613 | ICE, CATERPILLAR, DIESEL, EMR, MODEL 3516, SN 25Z04857,16 CYL, 1400 KW, TURBOCHARGED, AFTERCOOLED | Diesel | Caterpillar | 3516 | 1400 | 1400 |  |  | 7600 BROADWAY | LOS ANGELES | 90012 | MUNZ PAUL | (213) 8474177 | 8.17 | 0.38
709 | SC | LA CITY, BUREAU OF SANITATION | 154351 | 1987 | D23188 | ICE, NO. 1, DETROIT DIESEL, EMERGENCY ELECTRICAL GENERATION, DIESEL, MODEL 16V-92TA, 880 HP, 16 CYL, 750 KW, TURBOCHARGED, AFTERCOOLED | Diesel | Detroit Diesel | 16V-92TA | 750 | 750 |  |  | 140 HURRICANE ST | VENICE | 90291 | MCQUAY STEVE | (213) 4855879 | 11 | 0.53
710 | SC | LA CITY, BUREAU OF SANITATION | 155326 | 1987 | D23187 | ICE, NO. 2, DETROIT DIESEL, EMERGENCY ELECTRICAL GENERATION, DIESEL, MODEL 16V-92TA, 880 HP, 16 CYL, 750 KW, TURBOCHARGED, AFTERCOOLED | Diesel | Detroit Diesel | 16V-92TA | 750 | 750 |  |  | 140 HURRICANE ST | VENICE | 90291 | MCQUAY STEVE | (213) 4855879 | 11 | 0.53
711 | SC | LA CITY, BUREAU OF SANITATION | 172285 | 1988 | D21364 | ICE, CATERPILLAR, DIESEL, EMR, MODEL 3508, 8 CYL, TURBOCHARGED, 1069 BHP, | Diesel | Caterpillar | 3508 | 712.6667 |  |  | 1069 | 45 TERMINAL WAY | TERMINAL ISLAND | 90731 |  |  | 8.17 | 0.38
712 | SC | LA CITY, BUREAU OF SANITATION | 172286 | 1988 | D23109 | ICE, CATERPILLAR, DIESEL, EMR, MODEL 3406 TA, 6 CYL, TURBOCHARGED, 560 BHP, | Diesel | Caterpillar | 3406 TA | 373.3333 |  |  | 560 | 520 W MANCHESTER | LOS ANGELES | 90012 |  |  | 8.17 | 0.38
713 | SC | LA CITY, BUREAU OF SANITATION | 172287 | 1988 | D21291 | ICE, CATERPILLAR, DIESEL, EMERGENCY ELECTRICAL GENERATION, MODEL 3406, 6 CYL, TURBOCHARGED, 560 BHP, | Diesel | Caterpillar | 3406 | 373.3333 |  |  | 560 | 1220 W B ST | WILMINGTON | 90744 | KATEN BRIAN KNOX/P | (213) 8479511 | 8.17 | 0.38
714 | SC | LA CITY, BUREAU OF SANITATION | 172288 | 1988 | D21292 | ICE, CATERPILLAR, DIESEL, EMERGENCY ELECTRICAL GENERATION, MODEL 3406, 6 CYL, TURBOCHARGED, 560 BHP, | Diesel | Caterpillar | 3406 | 373.3333 |  |  | 560 | 301 MCFARLAND AVE | WILMINGTON | 90744 | KATEN BRIAN KNOX/P | (213) 8479511 | 8.17 | 0.38
715 | SC | LA CITY, BUREAU OF SANITATION | 220048 | 1989 | D60117 | ICE, CUMMINS, DIESEL, EMR, MODEL KTA 38-G2, 12 CYL, 1200 BHP, TURBOCHARGED, AFTERCOOLED | Diesel | Cummins | KTA38-G2 | 800 |  |  | 1200 | 675 FRONT ST | SAN PEDRO | 90012 | LI MICHAEL | (714) 8613844 | 8.17 | 0.38
716 | SC | LA CITY, BUREAU OF SANITATION | 272895 | 1992 | D62336 | ICE, CUMMINS, DIESEL, EMERGENCY ELECTRICAL GENERATION, MODEL KTA 38-G2, 12 CYL, 1200 BHP, TURBOCHARGED, AFTERCOOLED | Diesel | Cummins | KTA38-G2 | 800 |  |  | 1200 | 5550 INGLEWOOD BLVD PP 654 | LOS ANGELES | 90230 | MCQUAY STEVE | (213) 4855877 | 8.17 | 0.38
717 | SC | LA CITY, BUREAU OF SANITATION | 302124 | 1995 | D89704 | ICE, CATERPILLAR, DIESEL, EMR, MODEL 3406 DITA, 400 KW, 6 CYL, TURBOCHARGED, AFTERCOOLED | Diesel | Caterpillar | 3406 DITA | 400 | 400 |  |  | 15266 CABRITO RD | VAN NUYS | 91406 | COOR QUAL. PERMITS | (213) 4858272 | 8.17 | 0.38
718 | SC | LA CITY, BUREAU OF SANITATION | 347216 | 1998 | F17142 | ICE, CUMMINS, DIESEL, EMR, MODEL QST30-G1, 750 KW, 12 CYL, TURBOCHARGED, AFTERCOOLED | Diesel | Cummins | QST30-G1 | 750 | 750 |  |  | 520 W MANCHESTER | LOS ANGELES | 90012 |  |  | 8.17 | 0.38
719 | SC | LA CITY, BUREAU OF SANITATION-WASTEWATER | 291859 | 1994 | D82325 | ICE, CATERPILLAR, DIESEL, EMR, MODEL 3412 DITA, 500 KW, 12 CYL, TURBOCHARGED, AFTERCOOLED | Diesel | Caterpillar | 3412 DITA | 500 | 500 |  |  | 1164 DACOTAH ST | LOS ANGELES | 90023 | CQUAY STEVE MC | (213) 4855879 | 8.17 | 0.38
720 | SC | LA CITY, DEPARTMENT OF AIRPORTS | 310657 | 1996 | D96051 | ICE, CUMMINS, DIESEL, EMR, MODEL KTA 1150G, 555 BHP, 6 CYL, TURBOCHARGED, AFTERCOOLED | Diesel | Cummins | KTA1150-G | 370 |  |  | 555 | ONTARIO INTERNATIONAL AIRPORT | ONTARIO | 91761-7771 | WANG LIN | (310) 6463853 | 6.9 | 0.4
721 | SC | LA CITY, DEPARTMENT OF AIRPORTS | 327988 | 1997 | F7128 | ICE, CATERPILLAR, DIESEL, EMR, MODEL 3508 DITA, SN 23Z06721, 900 KW, 8 CYL, TURBOCHARGED, AFTERCOOLED | Diesel | Caterpillar | 3508 DITA | 900 | 900 |  |  | ONTARIO INTERNATIONAL AIRPORT | ONTARIO | 91761-7771 | WANG LIN | (310) 6463853 | 8.17 | 0.38
722 | SC | LA CITY, DEPARTMENT OF AIRPORTS | 327990 | 1997 | F7130 | ICE, CATERPILLAR, DIESEL, EMR, MODEL 3512 DITA, SN 24Z07642, 1100 KW, 12 CYL, TURBOCHARGED, AFTERCOOLED | Diesel | Caterpillar | 3512 DITA | 1100 | 1100 |  |  | ONTARIO INTERNATIONAL AIRPORT | ONTARIO | 91761-7771 | WANG LIN | (310) 6463853 | 8.17 | 0.38
723 | SC | LA CITY, DEPARTMENT OF AIRPORTS | 327992 | 1997 | F7132 | ICE, CATERPILLAR, DIESEL, EMR, MODEL 3508 DITA, SN 23Z06720, 900 KW, 8 CYL, TURBOCHARGED, AFTERCOOLED | Diesel | Caterpillar | 3508 DITA | 900 | 900 |  |  | ONTARIO INTERNATIONAL AIRPORT | ONTARIO | 91761-7771 | WANG LIN | (310) 6463853 | 8.17 | 0.38
724 | SC | LA CITY, DEPARTMENT OF AIRPORTS | 327994 | 1997 | F7134 | ICE, CATERPILLAR, DIESEL, EMR, MODEL 3512 DITA, SN 23Z07648, 1100 KW, 12 CYL, TURBOCHARGED, AFTERCOOLED | Diesel | Caterpillar | 3512 DITA | 1100 | 1100 |  |  | ONTARIO INTERNATIONAL AIRPORT | ONTARIO | 91761-7771 | WANG LIN | (310) 6463853 | 8.17 | 0.38
725 | SC | LA CITY, DEPT OF AIRPORTS | 245876 | 1991 | D48477 | ICE, CATERPILLAR, DIESEL, EMR, MODEL D349, SN 61P01533, 1100 BHP, 16 CYL, TURBOCHARGED, AFTERCOOLED | Diesel | Caterpillar | D349 | 733.3333 |  |  | 1100 | 380 WORLD WAY | LOS ANGELES | 90045 | LAHAM MAURICE Z. | (213) 6463853 | 8.17 | 0.38
730 | SC | LA CITY, DEPT OF GEN SERVICES | 279326 | 1993 | D72800 | ICE, DETROIT DIESEL, EMERGENCY ELECTRICAL GENERATION, DIESEL, MODEL 9163-7146, SN XB375-4458-01, 2161 BHP, 6 CYL, TURBOCHARGED, AFTERCOOLED | Diesel | Detroit Diesel | 9163-7146 | 1440.6667 |  |  | 2161 | 1201 S FIGUEROA ST | LOS ANGELES | 90015-1376 | WARD ALLEN | (213) 7654672 | 8.17 | 0.38
731 | SC | LA CITY, DEPT OF GEN SERVICES | 279327 | 1993 | D72351 | ICE, DETROIT DIESEL, EMERGENCY ELECTRICAL GENERATION, DIESEL, MODEL 9163-7146, SN XB375-4458-02, 2161 BHP, 6 CYL, TURBOCHARGED, AFTERCOOLED | Diesel | Detroit Diesel | 9163-7146 | 1440.6667 |  |  | 2161 | 1201 S FIGUEROA ST | LOS ANGELES | 90015-1376 | WARD ALLEN | (213) 7654672 | 8.17 | 0.38
732 | SC | LA CITY, DEPT OF GEN SERVICES | 279328 | 1993 | D72352 | ICE, DETROIT DIESEL, EMERGENCY ELECTRICAL GENERATION, DIESEL, MODEL 9163-7146, SN XB375-4458-03, 2161 BHP, 6 CYL, TURBOCHARGED, AFTERCOOLED | Diesel | Detroit Diesel | 9163-7146 | 1440.6667 |  |  | 2161 | 1201 S FIGUEROA ST | LOS ANGELES | 90015-1376 | WARD ALLEN | (213) 7654672 | 8.17 | 0.38
734 | SC | LA CITY, DEPT OF GEN SERVICES | 329296 | 1997 | F11402 | ICE, DETROIT DIESEL, EMERGENCY ELECTRICAL GENERATION, DIESEL, MODEL 8083-7416, SN 99039, 643 BHP, 8 CYL, TURBOCHARGED, AFTERCOOLED | Diesel | Detroit Diesel | 8083-7416 | 428.6667 |  |  | 643 | 251 E 6TH ST | LOS ANGELES | 90014 | PALKA PAULA | (213) 4851578 | 6.9 | 0.4
735 | SC | LA CITY, DEPT OF GEN SERVICES | 329297 | 1997 | F11476 | ICE, DETROIT DIESEL, EMERGENCY ELECTRICAL GENERATION, DIESEL, MODEL 8083-7416, SN 99040, 643 BHP, 8 CYL, TURBOCHARGED, AFTERCOOLED | Diesel | Detroit Diesel | 8083-7416 | 428.6667 |  |  | 643 | 251 E 6TH ST | LOS ANGELES | 90012-4111 | PALKA PAULA | (213) 4851578 | 6.9 | 0.4
736 | SC | LA CITY, DEPT OF GEN SERVICES | 329298 | 1997 | F11403 | ICE, DETROIT DIESEL, EMERGENCY ELECTRICAL GENERATION, DIESEL, MODEL 8083-7416, SN 99041, 643 BHP, 8 CYL, TURBOCHARGED, AFTERCOOLED | Diesel | Detroit Diesel | 8083-7416 | 428.6667 |  |  | 643 | 251 E 6TH ST | LOS ANGELES | 90012-4111 | PALKA PAULA | (213) 4851578 | 6.9 | 0.4
737 | SC | LA CITY, DEPT OF GEN SERVICES | 330994 | 1997 | F11404 | ICE, DETROIT DIESEL, EMERGENCY ELECTRICAL GENERATION, DIESEL, MODEL 8083-7416, SN 99457, 643 BHP, 8 CYL, TURBOCHARGED, AFTERCOOLED | Diesel | Detroit Diesel | 8083-7416 | 428.6667 |  |  | 643 | 145 W 108TH ST | LOS ANGELES | 90061-2001 | MOORE LEE | (213) 4737745 | 6.9 | 0.4
738 | SC | LA CITY, DEPT OF GEN SERVICES | 346440 | 1998 | F16868 | ICE, DETROIT DIESEL, EMR, DIESEL, MODEL 8083-7405 (8V-92TA), 568 BHP, 8 CYL, TURBOCHARGED, AFTERCOOLED | Diesel | Detroit Diesel | 8083-7405 | 378.6667 |  |  | 568 | 12312 CULVER BLVD | LOS ANGELES | 90066 | MOORE LEE | (213) 4737745 | 6.9 | 0.4
739 | SC | LA CITY, DEPT OF GEN SERVICES | 350204 | 1998 | F26174 | ICE, DETROIT DIESEL, EMERGENCY ELECTRICAL GENERATION, DIESEL, MODEL 8083-7416 (8V-92TA), 643 BHP, 8 CYL, TURBOCHARGED, AFTERCOOLED | Diesel | Detroit Diesel | 8083-7416 | 428.6667 |  |  | 643 | 4861 VENICE BLVD | LOS ANGELES | 90019-5664 | MORE LEE | (213) 4737745 | 6.9 | 0.4
740 | SC | LA CITY, DEPT OF GEN SERVICES | 359649 | 1999 | F22251 | ICE, CATERPILLAR, DIESEL, EMERGENCY ELECTRICAL GENERATION, MODEL 3512 DITA, SN 24Z08887, 1250 KW, 12 CYL, TURBOCHARGED, AFTERCOOLED | Diesel | Caterpillar | 3512 DITA | 1250 | 1250 |  |  | 200 N SPRING ST | LOS ANGELES | 90012 | AREVALO JOAN | (213) 4855619 | 8.17 | 0.38
741 | SC | LA CITY, DEPT OF GEN SERVICES | 362390 | 1999 | F23293 | ICE, CATERPILLAR, DIESEL, EMERGENCY ELECTRICAL GENERATION, MODEL 3516 DITA, 2000 KW, 16 CYL, TURBOCHARGED, AFTERCOOLED | Diesel | Caterpillar | 3516 DITA | 2000 | 2000 |  |  | 200 N MAIN ST | LOS ANGELES | 90061 | ART SMITH | (213) 4855866 | 8.17 | 0.38
742 | SC | LA CITY, DEPT OF GEN SERVICES | 362391 | 1999 | F23294 | ICE, CATERPILLAR, DIESEL, EMERGENCY ELECTRICAL GENERATION, MODEL 3516 DITA, 2000 KW, 16 CYL, TURBOCHARGED, AFTERCOOLED | Diesel | Caterpillar | 3516 DITA | 2000 | 2000 |  |  | 200 N MAIN ST | LOS ANGELES | 90061 | ART SMITH | (213) 4855866 | 8.17 | 0.38
743 | SC | LA CITY, DEPT OF GEN SERVICES | 362392 | 1999 | F23295 | ICE, CATERPILLAR, DIESEL, EMERGENCY ELECTRICAL GENERATION, MODEL 3516 DITA, 2000 KW, 16 CYL, TURBOCHARGED, AFTERCOOLED | Diesel | Caterpillar | 3516 DITA | 2000 | 2000 |  |  | 200 N MAIN ST | LOS ANGELES | 90061 | ART SMITH | (213) 4855866 | 8.17 | 0.38
745 | SC | LA CITY, DEPT OF GENERAL SERVICES | 316367 | 1996 | D99783 | ICE, CATERPILLAR, DIESEL, EMR, MODEL 3406 DITA, 400 KW, 6 CYL, TURBOCHARGED, AFTERCOOLED, DRIVING A TUB GRINDER | Diesel | Caterpillar | 3406 DITA | 400 | 400 |  |  | 3400 S CENTRAL AVE | LOS ANGELES | 90011 | MOORE LEE | (213) 4737745 | 6.9 | 0.4
746 | SC | LA CITY, DWP | 322160 | 1996 | F4207 | ICE, DETROIT DIESEL, EMR, DIESEL, MODEL 16V-149TIB, SN 16E0012997, 2275 BHP, 16 CYL, TURBOCHARGED, AFTERCOOLED | Diesel | Detroit Diesel | 16V-149TIB | 1516.6667 |  |  | 2275 | 111 N HOPE ST | LOS ANGELES | 90012 | GIESE JODEAN | (213) 3670409 | 8.17 | 0.38
747 | SC | LA CITY, DWP SCATTERGO STM PLT UNIT NO.1 | 134734 | 1985 | M50119 | ICE, CUMMINS, DIESEL, EMR, MODEL VT12-700-G5, SN 10439400, 12 CYL, 700 BHP, TURBOCHARGED, AFTERCOOLED | Diesel | Cummins | VT12-700-G5 | 466.6667 |  |  | 700 | 12700 VISTA DEL MAR | PLAYA DEL REY | 90293 | SZABO KAREN L | (213) 3670275 | 11 | 0.53
748 | SC | LA CITY, HYPERION TREATMENT PLANT | 207187 | 1989 | D71033 | ICE, NO. 1, CATERPILLAR, DIESEL, EMERGENCY ELECTRICAL GENERATION, MODEL 3516, 1750 KW, 16 CYL, TURBOCHARGED, AFTERCOOLED | Diesel | Caterpillar | 3516 | 1750 | 1750 |  |  | 12000 VISTA DEL MAR | PLAYA DEL REY | 90293-8504 | NOGUCHI MICHAEL | (310) 6485492 | 8.17 | 0.38
749 | SC | LA CITY, HYPERION TREATMENT PLANT | 207188 | 1989 | D71031 | ICE, NO. 2, CATERPILLAR, DIESEL, EMERGENCY ELECTRICAL GENERATION, MODEL 3516, 1750 KW, 16 CYL, TURBOCHARGED, AFTERCOOLED | Diesel | Caterpillar | 3516 | 1750 | 1750 |  |  | 12000 VISTA DEL MAR | PLAYA DEL REY | 90293-8504 | NOGUCHI MICHAEL | (310) 6485492 | 8.17 | 0.38
750 | SC | LA CITY, HYPERION TREATMENT PLANT | 330359 | 1997 | F9091 | ICE, CATERPILLAR, DIESEL, EMR, MODEL 3516, 2151 BHP, 16 CYL, TURBOCHARGED, AFTERCOOLED | Diesel | Caterpillar | 3516 | 1434 |  |  | 2151 | 12000 VISTA DEL MAR | PLAYA DEL REY | 90293-8504 | NOGUCHI MICHAEL | (310) 6485492 | 8.17 | 0.38
751 | SC | LA CITY, LAPD, METRO COMM DISPATCH CNTR | 377215 | 2000 | F35532 | ICE, DETROIT DIESEL, EMR, MODEL R163-7K35, SN 06784/0678415, 895 KW, 16 CYL, TURBOCHARGED, AFTERCOOLED | Diesel | Detroit Diesel | R163-7K35 | 895 | 895 |  |  | 100 N LOS ANGELES ST | LOS ANGELES | 90012 | CABRERA GLENN | (213) 8474734 | 6.9 | 0.4
752 | SC | LA CITY, LAPD, VALLEY COMM DISPATCH CTR | 377214 | 2000 | F35531 | ICE, DETROIT DIESEL, EMR, MODEL R163-7K35, SN 06784I3/0678414, 895 KW, 16 CYL, TURBOCHARGED, AFTERCOOLED | Diesel | Detroit Diesel | R163-7K35 | 895 | 895 |  |  | 23001 ROSCOE BLVD | LOS ANGELES | 91304 | CABRERA GLENN | (213) 8474734 | 6.9 | 0.4
753 | SC | LA CITY,SANITATION BUREAU,TERMINAL ISLAN | 379365 | 2001 | F36349 | ICE, CATERPILLAR, DIESEL, EMR, MODEL 3412 DITA, SN 81Z02256, 890 BHP, 12 CYL, TURBOCHARGED, AFTERCOOLED | Diesel | Caterpillar | 3412 DITA | 593.3333 |  |  | 890 | 445 FERRY ST | SAN PEDRO | 90731-7493 | MOGHADDAM H R | (310) 6485423 | 6.9 | 0.4
754 | SC | LA CITY,SANITATION BUREAU,TERMINAL ISLAN | G03511 | 1981 | M38109 | ICE, DETROIT DIESEL, EMERGENCY ELECTRICAL GENERATION, DIESEL, MODEL 16V-149TI, 16 CYL, 1540 BHP, 1100 KW, TURBOCHARGED, INTERCOOLED | Diesel | Detroit Diesel | 16V-149TI | 1100 | 1100 |  |  | 445 FERRY ST | SAN PEDRO | 90731 | MOGHADDAM H R | (310) 6485423
757 | SC | LA CO DEPT HEALTH SRV,UCLA HARBOR MED HO | 359537 | 1999 | F22167 | ICE, CATERPILLAR, DIESEL, EMERGENCY ELECTRICAL GENERATION, MODEL 3516 DITA, 2000 KW, 12 CYL, TURBOCHARGED, AFTERCOOLED | Diesel | Caterpillar | 3516 DITA | 2000 | 2000 |  |  | 1000 W CARSON ST BOX 499 | TORRANCE | 90509 | GUZMAN MANUEL E | (310) 2223301 | 8.17 | 0.38
758 | SC | LA CO DEPT HEALTH SRV,UCLA HARBOR MED HO | 359538 | 1999 | F22168 | ICE, CATERPILLAR, DIESEL, EMERGENCY ELECTRICAL GENERATION, MODEL 3516 DITA, 2000 KW, 12 CYL, TURBOCHARGED, AFTERCOOLED | Diesel | Caterpillar | 3516 DITA | 2000 | 2000 |  |  | 1000 W CARSON ST BOX 499 | TORRANCE | 90509 | GUZMAN MANUEL E | (310) 2223301 | 8.17 | 0.38
759 | SC | LA CO DEPT HEALTH SRV,UCLA HARBOR MED HO | 359539 | 1999 | F22169 | ICE, CATERPILLAR, DIESEL, EMERGENCY ELECTRICAL GENERATION, MODEL 3516 DITA, 2000 KW, 12 CYL, TURBOCHARGED, AFTERCOOLED | Diesel | Caterpillar | 3516 DITA | 2000 | 2000 |  |  | 1000 W CARSON ST BOX 499 | TORRANCE | 90509 | GUZMAN MANUEL E | (310) 2223301 | 8.17 | 0.38
760 | SC | LA CO DEPT HEALTH SRV,UCLA HARBOR MED HO | 359540 | 1999 | F22170 | ICE, CATERPILLAR, DIESEL, EMERGENCY ELECTRICAL GENERATION, MODEL 3516 DITA, 2000 KW, 12 CYL, TURBOCHARGED, AFTERCOOLED | Diesel | Caterpillar | 3516 DITA | 2000 | 2000 |  |  | 1000 W CARSON ST BOX 499 | TORRANCE | 90509 | GUZMAN MANUEL E | (310) 2223301 | 8.17 | 0.38
761 | SC | LA CO HEALTH SERV, KING/DREW MEDICAL CTR | 322747 | 1996 | F5227 | ICE, CATERPILLAR, DIESEL, EMR, MODEL 3516 DITA, 2847 BHP, 16 CYL, TURBOCHARGED, AFTERCOOLED | Diesel | Caterpillar | 3516 DITA | 1898 |  |  | 2847 | 12021 S WILMINGTON AVE | LOS ANGELES | 90059-3019 | RICHARDSON EUGENE | (310) 6685096 | 8.17 | 0.38
762 | SC | LA CO HEALTH SERV, KING/DREW MEDICAL CTR | 322761 | 1996 | F5228 | ICE, CATERPILLAR, DIESEL, EMR, MODEL 3516 DITA, 2847 BHP, 16 CYL, TURBOCHARGED, AFTERCOOLED | Diesel | Caterpillar | 3516 DITA | 1898 |  |  | 2847 | 12021 S WILMINGTON AVE | LOS ANGELES | 90059-3019 | RICHARDSON EUGENE | (310) 6685096 | 8.17 | 0.38
763 | SC | LA CO HEALTH SERV, KING/DREW MEDICAL CTR | 322762 | 1996 | F5229 | ICE, DETROIT DIESEL, EMR, DIESEL, MODEL 12V-149TIB, SN 12E10256, 1750 BHP, 12 CYL, TURBOCHARGED, AFTERCOOLED | Diesel | Detroit Diesel | 12V-149TIB | 1166.6667 |  |  | 1750 | 12021 S WILMINGTON AVE | LOS ANGELES | 90059-3019 | RICHARDSON EUGENE | (310) 6685096 | 8.17 | 0.38
764 | SC | LA CO HEALTH SERV, KING/DREW MEDICAL CTR | 322763 | 1996 | F5231 | ICE, DETROIT DIESEL, EMR, DIESEL, MODEL 12V-149TIB, SN 12E10289, 1750 BHP, 12 CYL, TURBOCHARGED, AFTERCOOLED | Diesel | Detroit Diesel | 12V-149TIB | 1166.6667 |  |  | 1750 | 12021 S WILMINGTON AVE | LOS ANGELES | 90059-3019 | RICHARDSON EUGENE | (310) 6685096 | 8.17 | 0.38
765 | SC | LA CO HEALTH SERV, KING/DREW MEDICAL CTR | 322764 | 1996 | F5232 | ICE, DETROIT DIESEL, EMR, DIESEL, MODEL 16V-149TI, SN 16E0004733, 1540 BHP, 16 CYL, TURBOCHARGED, AFTERCOOLED | Diesel | Detroit Diesel | 16V-149TI | 1026.6667 |  |  | 1540 | 12021 S WILMINGTON AVE | LOS ANGELES | 90059-3019 | RICHARDSON EUGENE | (310) 6685096 | 8.17 | 0.38
770 | SC | LA CO. INTERNAL SERVICES DEPT | 344951 | 1998 | F16068 | ICE, DETROIT DIESEL, EMR, DIESEL, MODEL 6063-TK36, 410 KW, TURBOCHARGED, AFTERCOOLED | Diesel | Detroit Diesel | 6063-TK36 | 410 | 410 |  |  | 29300 THE OLD RD | SAUGUS | 91350 | WATTS DONALD A | (805) 2958423 | 6.9 | 0.4
771 | SC | LA CO., DEPT OF PUBLIC WORKS | 208578 | 1989 | D66360 | ICE, CATERPILLAR, DIESEL, EMR, MODEL 3412, SN 81206113, 12 CYL, 750 BHP, TURBOCHARGED | Diesel | Caterpillar | 3412 | 500 |  |  | 750 | 21418 FOUNTAIN SPRINGS RD | DIAMOND BAR | 91765 | HAMPTON TIMOTHEUS | (213) 2264156 | 8.17 | 0.38
773 | SC | LA CO., EL MONTE COMPREHENSIVE HEALTH CT | 193440 | 1989 | D29195 | ICE, CUMMINS, DIESEL, EMR, MODEL KTA 3076-68, SN 59774, 16 CYL, 1490 BHP, TURBOCHARGED, AFTERCOOLED | Diesel | Cummins | KTA3076-G8 | 993.3333 |  |  | 1490 | 10953 RAMONA BLVD | EL MONTE | 91731 | MALDONADO LINDA | (818) 5798311 | 8.17 | 0.38
774 | SC | LA CO., H. HUMPHREY COMPREHENSIVE HEALTH | 328179 | 1997 | F9517 | ICE, DETROIT DIESEL, EMR, DIESEL, MODEL 7123-7305, SN 12VA032285, 12 CYL, 510 BHP, TURBOCHARGED | Diesel | Detroit Diesel | 7123-7305 | 340 |  |  | 510 | 5850 S MAIN ST | LOS ANGELES | 90003-1253 | RICHARDSON EUGENE | (310) 6685096 | 6.9 | 0.4
775 | SC | LA CO., HEALTH SERVICES DEPT | 289599 | 1994 | D80634 | ICE, CUMMINS, DIESEL, EMR, MODEL KTA38-G1, 1135 BHP, 12 CYL, TURBOCHARGED, AFTERCOOLED | Diesel | Cummins | KTA38-G1 | 756.6667 |  |  | 1135 | 30500 ARRASTRE CYN RD | ACTON | 93510 | HAYMAN BERT | (661) 2690144 | 8.17 | 0.38
782 | SC | LA CO., METROPOLITAN TRANS AUTHORITY | 184720 | 1989 | D10569 | ICE, ROLLS ROYCE, DIESEL, EMR, MODEL CVM 12170-4, SN 2814, 12 CYL, 765 BHP, TURBOCHARGED, AFTERCOOLED | Diesel | Rolls Royce | CVM 12170-4 | 510 |  |  | 765 | 900 LYON ST | LOS ANGELES | 90012 | URBAN BEN | (213) 9224714 | 8.17 | 0.38
783 | SC | LA CO., OLIVE VIEW/UCLA MEDICAL CENTER | 363086 | 1999 | F23608 | ICE, CATERPILLAR, DIESEL, EMERGENCY ELECTRICAL GENERATION, MODEL 3512 DITA, SN 24Z00912, 12 CYL, 1000 KW, TURBOCHARGED, AFTERCOOLED | Diesel | Caterpillar | 3512 DITA | 1000 | 1000 |  |  | 14445 OLIVE VIEW DR | SYLMAR | 91342-1495 | ROSS BOB | (818) 3643325 | 8.17 | 0.38
784 | SC | LA CO., OLIVE VIEW/UCLA MEDICAL CENTER | 363087 | 1999 | F23610 | ICE, CATERPILLAR, DIESEL, EMERGENCY ELECTRICAL GENERATION, MODEL 3512 DITA, SN 24Z00911, 12 CYL, 1100 KW, TURBOCHARGED, AFTERCOOLED | Diesel | Caterpillar | 3512 DITA | 1100 | 1100 |  |  | 14445 OLIVE VIEW DR | SYLMAR | 91342-1495 | ROSS BOB | (818) 3643325 | 8.17 | 0.38
788 | SC | LA CO., RANCHO LOS AMIGOS MEDICAL CENTER | 323638 | 1997 | F4986 | ICE, CATERPILLAR, DIESEL, EMERGENCY ELECTRICAL GENERATION, MODEL 3516DITA, 16 CYL, 2847 BHP, TURBOCHARGED, AFTERCOOLED | Diesel | Caterpillar | 3516 DITA | 1898 |  |  | 2847 | 7601 E IMPERIAL HIGHWAY | DOWNEY | 90242-3456 | EVANS MIKE | (310) 4016764 | 8.17 | 0.38
789 | SC | LA CO., RANCHO LOS AMIGOS MEDICAL CENTER | 323639 | 1997 | F4985 | ICE, CATERPILLAR, DIESEL, EMERGENCY ELECTRICAL GENERATION, MODEL 3516DITA, 16 CYL, 2847 BHP, TURBOCHARGED, AFTERCOOLED | Diesel | Caterpillar | 3516 DITA | 1898 |  |  | 2847 | 7601 E IMPERIAL HIGHWAY | DOWNEY | 90242-3456 | EVANS MIKE | (310) 4016764 | 8.17 | 0.38
790 | SC | LA CO., RANCHO LOS AMIGOS MEDICAL CENTER | 323640 | 1997 | F4984 | ICE, CATERPILLAR, DIESEL, EMERGENCY ELECTRICAL GENERATION, MODEL 3516DITA, 16 CYL, 2847 BHP, TURBOCHARGED, AFTERCOOLED | Diesel | Caterpillar | 3516 DITA | 1898 |  |  | 2847 | 7601 E IMPERIAL HIGHWAY | DOWNEY | 90242-3456 | EVANS MIKE | (310) 4016764 | 8.17 | 0.38
791 | SC | LA CO., REGISTRAR-RECORDER/CTY CLERK | 275709 | 1992 | D68394 | ICE, CATERPILLAR, DIESEL, EMR, MODEL 3508, 8 CYL, 1093 BHP, TURBOCHARGED, AFTERCOOLED | Diesel | Caterpillar | 3508 | 728.6667 |  |  | 1093 | 12400 E IMPERIAL HIGHWAY | NORWALK | 90651 | HAMPTON GROVER | (310) 4622798 | 8.17 | 0.38
792 | SC | LA CO., ROYBAL COMPREHENSIVE HEALTH CTR | 232398 | 1990 | D35167 | ICE, LAWLESS, DIESEL, EMR, MODEL 7123-7305, SN 1218350, 12 CYL, 630 BHP, TURBOCHARGED, AFTERCOOLED | Diesel | Lawless | 7123-7305 | 420 |  |  | 630 | 245 FETTERLY AVE | LOS ANGELES | 90022 | BROUDREAUEX JERRY | (213) 2603298 | 8.17 | 0.38
793 | SC | LA CO., SANITATION DIST | 125241 | 1984 | D69531 | ICE, COMPRESSION-IGNITION, 1290 BHP, DIESEL, EMERGENCY ELECTRICAL GENERATION, 900 KW | Diesel | N/A | N/A | 900 | 900 |  |  | 26200 SPRINGBROOK AVE | SAUGUS | 91355 | FERRANTE ROBERT | (310) 6997411 | 11 | 0.53
794 | SC | LA CO., SANITATION DIST | 321972 | 1996 | F4965 | ICE, DETROIT DIESEL, PORTABLE, EMR, DIESEL, MODEL 24V-71TA, 24 CYL, 1550 BHP, TURBOCHARGED, AFTERCOOLED | Diesel | Detroit Diesel | 24V-71TA | 1033.3333 |  |  | 1550 | VARIOUS LOCATIONS IN SCAQMD | LOS ANGELES | 90221 | ACOSTA GLENN | (562) 6997411 | 8.17 | 0.38
796 | SC | LA CO., SANITATION DIST, LB PUMPING PLNT | 305985 | 1995 | D93199 | ICE, PERKINS, MODEL 26.1LTA, DIESEL, EMR, 12 CYL, 934 BHP,, TURBOCHARGED, AFTERCOOLED | Diesel | Perkins | 26.1 LTA | 622.6667 |  |  | 934 | 1238 W 16TH ST | LONG BEACH | 90813 | CONWAY VICKI | (310) 6997411 | 8.17 | 0.38
797 | SC | LA CO., SANITATION DISTRICT | G03259 | 1990 | M18227 | ICE, GM, DIESEL, MODEL 12-645-E4, 12 CYL, 2300 BHP | Diesel | General Motors | 12-645-E4 | 1533.3333 |  |  | 2300 | 1965 WORKMAN MILL RD | WHITTIER | 90601 | GRIFFITH PATRICK | (562) 6997411 | 8.17 | 0.38
808 | SC | LA CO., SHERIFF'S DEPT. HDQTRS | 364335 | 2000 | F24026 | ICE, CUMMINS, DIESEL, EMR. MODEL N14-G2, SN 11964006, 6 CYL, 399 KW, TURBOCHARGED, AFTERCOOLED | Diesel | Cummins | N14-G2 | 399 | 399 |  |  | 4700 RAMONA BLVD | MONTEREY PARK | 91754 | MIRANDA PETE | (323) 8813776 | 6.9 | 0.4
809 | SC | LA CO., WARM SPRINGS | 250716 | 1991 | D48476 | ICE, DETROIT DIESEL, EMR, DIESEL, MODEL 7123-7000, SN 12VA23082, 12 CYL, 630 BHP, TURBOCHARGED, AFTERCOOLED | Diesel | Detroit Diesel | 7123-7000 | 420 |  |  | 630 | 38200 N LAKE HUGHES RD | CASTAIC | 91384 | HAYMAN BERT | (805) 2690062 | 8.17 | 0.38
810 | SC | LA CO.,DEPT HLH SRV,LA CO.,USC MDCL CTR | 256264 | 1991 | D72772 | ICE, DETROIT DIESEL, EMR, DIESEL, MODEL 7163-7000, SN 16VA3465, 570 BHP, NATURALLY ASPIRATED | Diesel | Detroit Diesel | 7163-7000 | 380 |  |  | 570 | 313 N FIGUEROA ST | LOS ANGELES | 90012-2659 | BRADY PAT | (213) 2666041 | 8.17 | 0.38
811 | SC | LA CO.,INTERNAL SER DIV, S F VLY JUV HAL | 322881 | 1996 | F4519 | ICE, CUMMINS, DIESEL, EMR, MODEL KTA19-G3, 685 BHP, 6 CYL, TURBOCHARGED, AFTERCOOLED | Diesel | Cummins | KTA19-G3 | 456.6667 |  |  | 685 | 16350 FILBERT ST | SYLMAR | 91342 | GIVERTZ MARIE | (818) 3642445 | 6.9 | 0.4
812 | SC | LA COUNTY, DEPT OF PUBLIC WORKS | 203857 | 1989 | D13794 | ICE, CATERPILLAR, NAT. GAS, MODEL G398, SN 01281E, 6 CYL, 500 BHP, NATURALLY ASPIRATED | Natural Gas | Caterpillar | G398 | 333.3333 |  |  | 500 | 1810 GAVIOTA ST | LONG BEACH | 90807 | TAN WU | (213) 8610316
813 | SC | LA COUNTY, DEPT OF PUBLIC WORKS | 203858 | 1989 | D13795 | ICE, CATERPILLAR, NAT. GAS, MODEL G398, SN 01281D, 6 CYL, 500 BHP, NATURALLY ASPIRATED | Natural Gas | Caterpillar | G398 | 333.3333 |  |  | 500 | 1810 GAVIOTA ST | LONG BEACH | 90807 | TAN WU | (213) 8610316
814 | SC | LA COUNTY, DEPT OF PUBLIC WORKS | 203859 | 1989 | D13796 | ICE, CATERPILLAR, NAT. GAS, MODEL G398, SN 01281C, 6 CYL, 500 BHP, NATURALLY ASPIRATED | Natural Gas | Caterpillar | G398 | 333.3333 |  |  | 500 | 1810 GAVIOTA ST | LONG BEACH | 90807 | TAN WU | (213) 8610316
815 | SC | LA COUNTY, DEPT OF PUBLIC WORKS | 203860 | 1989 | D13797 | ICE, CATERPILLAR, NAT. GAS, MODEL G398, SN 01281A, 6 CYL, 500 BHP, NATURALLY ASPIRATED | Natural Gas | Caterpillar | G398 | 333.3333 |  |  | 500 | 1810 GAVIOTA ST | LONG BEACH | 90807 | TAN WU | (213) 8610316
816 | SC | LA COUNTY, DEPT OF PUBLIC WORKS | 203861 | 1989 | D13798 | ICE, CATERPILLAR, NAT. GAS, MODEL G398, SN 01281B, 6 CYL, 500 BHP, NATURALLY ASPIRATED | Natural Gas | Caterpillar | G398 | 333.3333 |  |  | 500 | 1810 GAVIOTA ST | LONG BEACH | 90807 | TAN WU | (213) 8610316
817 | SC | LA STATE BLDG AUTHORITY, JUNIPERO SIERRA | 350265 | 1999 | F19646 | ICE, CUMMINS, DIESEL, EMR, MODEL KTA38-G4, 1490 BHP, TURBOCHARGED, AFTERCOOLED | Diesel | Cummins | KTA38-G4 | 993.3333 |  |  | 1490 | 320 W 4 TH ST | LOS ANGELES | 90013 | JENKINS SHERION | (213) 8972241 | 8.17 | 0.38
818 | SC | LA TOUR RESIDENTIAL COMMUNITY | 245001 | 1991 | D49495 | ICE, CATERPILLAR, MODEL 3406, 519 BHP, DIESEL, EMR, 12 CYL, TURBOCHARGED, AFTERCOOLED | Diesel | Caterpillar | 3406 | 346 |  |  | 519 | 10380 WILSHIRE BLVD | LOS ANGELES | 90024 | ROBERTS KATHY | (310) 2812500 | 8.17 | 0.38
820 | SC | LA WILSHIRE CORP, 811 WILSHIRE | 363127 | 1999 | F24459 | ICE, CATERPILLAR, MODEL D379, SN A225700006, 600 BHP, DIESEL, EMR, 8 CYL, TURBOCHARGED, AFTERCOOLED | Diesel | Caterpillar | D379 | 400 |  |  | 600 | 811 WILSHIRE | LOS ANGELES | 90017 | HAYWARD MAXINE | (213) 6222033 | 6.9 | 0.4
821 | SC | LAC/USC MEDICAL CENTER | 244321 | 1990 | D39314 | ICE, DETROIT DIESEL, PORTABLE, EMR, DIESEL, MODEL 8083-7405, 8 CYL, 540 BHP, TURBOCHARGED, AFTERCOOLED | Diesel | Detroit Diesel | 8083-7405 | 360 |  |  | 540 | 1200 N STATE ST | LOS ANGELES | 90033 | OLINGER FRANK | (213) 2266041 | 8.17 | 0.38
822 | SC | LAC/USC MEDICAL CENTER | 312824 | 1996 | D97367 | ICE, CUMMINS, DIESEL, EMR, MODEL KTA19-G3, 685 BHP, 6 CYL, TURBOCHARGED, AFTERCOOLED | Diesel | Cummins | KTA19-G3 | 456.6667 |  |  | 685 | 1200 N STATE ST | LOS ANGELES | 90033 | OLINGER FRANK | (213) 2266041 | 6.9 | 0.4
823 | SC | LAC/USC MEDICAL CENTER | 321229 | 1996 | F3444 | ICE, CUMMINS, DIESEL, EMR, MODEL KTA19-G3, 685 BHP, 6 CYL, TURBOCHARGED, AFTERCOOLED | Diesel | Cummins | KTA19-G3 | 456.6667 |  |  | 685 | 1200 N STATE ST | LOS ANGELES | 90033 | OLINGER FRANK | (213) 2266041 | 6.9 | 0.4
824 | SC | LAGUNA BEACH COUNTY WATER DIST/VIEJO STN | 356152 | 1999 | F22941 | ICE, CUMMINS, DIESEL, EMR, MODEL NTA855-G5, 605 BHP, 6 CYL, TURBOCHARGED, AFTERCOOLED | Diesel | Cummins | NTA855-G5 | 403.3333 |  |  | 605 | 10161 PACIFIC COAST HWY | LAGUNA BEACH | 92651 | HOFFER DENNIS | (949) 4941041 | 6.9 | 0.4
825 | SC | LAIDLAW MEDICAL TRANSP, INC, MEDTRANS, | 320677 | 1996 | F4063 | ICE, DETROIT DIESEL, EMR, DIESEL, MODEL 8083-7416, 8 CYL, 644 BHP, TURBOCHARGED, AFTERCOOLED | Diesel | Detroit Diesel | 8083-7416 | 429.3333 |  |  | 644 | 20101 HAMILTON AVE 300 | LOS ANGELES | 90502 | MONSON LAWRENCE | (714) 4445977 | 6.9 | 0.4
826 | SC | LAKESHORE TOWERS LIMITED PARTNERSHIP II | 363593 | 1999 | F23780 | ICE, DETROIT DIESEL, EMR, DIESEL, MODEL R083-7K06, 571 KW, 8 CYL, TURBOCHARGED, AFTERCOOLED | Diesel | Detroit Diesel | R083-7K06 | 571 | 571 |  |  | 18111 VON KARMAN AVE | IRVINE | 92612 | PUGH JOEL | (949) 9555259 | 8.17 | 0.38
827 | SC | LAKESHORE TOWERS LTD PARTNERSHIP PHASE I | 230089 | 1990 | D31418 | ICE, CUMMINS, DIESEL, EMR, MODEL KTTA 38-G1, 1135 BHP, 12 CYL, TURBOCHARGED, AFTERCOOLED | Diesel | Cummins | KTTA38-G1 | 756.6667 |  |  | 1135 | 18101 VON KARMAN | IRVINE | 92612 | PUGH JOEL | (949) 9555259 | 8.17 | 0.38
828 | SC | LAKEWOOD CITY, WATER PLANT #22 | 340733 | 1998 | F14222 | ICE, DETROIT DIESEL, EMR, DIESEL, MODEL 12V-92TA, 830 BHP, 12 CYL, TURBOCHARGED, AFTERCOOLED | Diesel | Detroit Diesel | 12V-92TA | 553.3333 |  |  | 830 | 3310 CANDLEWOOD ST | LAKEWOOD | 90712 | KERSTING DAVE | (562) 8669771 | 8.17 | 0.38
829 | SC | LAKEWOOD REGIONAL MEDICAL CENTER | 277152 | 1993 | D69119 | ICE, CATERPILLAR, MODEL 3412DITA, 890 BHP, DIESEL, EMR, 12 CYL, TURBOCHARGED, AFTERCOOLED | Diesel | Caterpillar | 3412 DITA | 593.3333 |  |  | 890 | 3700 E SOUTH ST | LAKEWOOD | 90712-1498 | CARTHY RON MC | (310) 6026708 | 8.17 | 0.38
830 | SC | LAKEWOOD REGIONAL MEDICAL CENTER | 283857 | 1993 | D78141 | ICE, CUMMINS, NAT. GAS, EMR, MODEL GV12-525 1 PG, SN 10236513, 12 CYL, 580 BHP, TURBOCHARGED, AFTERCOOLED | Natural Gas | Cummins | GV12-525 | 386.6667 |  |  | 580 | 3700 E SOUTH ST | LAKEWOOD | 90712-1498 | CARTHY RON MC | (310) 6026708
832 | SC | LAS VIRGENES MUN WATER DIST, TAPIA RECLA | 166458 | 1988 | D90738 | ICE, WAUKESHA, DIESEL, EMR, MODEL L5792DSI, 12 CYL, 1276 BHP, TURBOCHARGED, AFTERCOOLED | Diesel | Waukesha | L5792DSI | 850.6667 |  |  | 1276 | 731 MALIBU CANYON RD | CALABASAS | 91302 | EMBSER BOB | (818) 8804110 | 8.17 | 0.38
833 | SC | LAS VIRGENES MUN WATER DIST, TAPIA RECLA | 346921 | 1998 | F36129 | ICE, CATERPILLAR, DIESEL, EMR, MODEL D399PCTA, 12 CYL, 1308 BHP, TURBOCHARGED, AFTERCOOLED | Diesel | Caterpillar | D399 PCTA | 872 |  |  | 1308 | 731 MALIBU CANYON RD | CALABASAS | 91302 | EMBSER BOB | (818) 8804110 | 8.17 | 0.38
834 | SC | LAS VIRGENES MUN WATER DIST, TAPIA RECLA | 346922 | 1998 | F36130 | ICE, CATERPILLAR, DIESEL, EMR, MODEL D399PCTA, 12 CYL, 1308 BHP, TURBOCHARGED, AFTERCOOLED | Diesel | Caterpillar | D399 PCTA | 872 |  |  | 1308 | 731 MALIBU CANYON RD | CALABASAS | 91302 | EMBSER BOB | (818) 8804110 | 8.17 | 0.38
835 | SC | LAS VIRGENES MUNICIPAL WATER DISTRICT | 168402 | 1988 | D10392 | ICE, CATERPILLAR, DIESEL, EMR, MODEL 3408B, 8 CYL, 603 BHP, TURBOCHARGED, AFTERCOOLED | Diesel | Caterpillar | 3408B | 402 |  |  | 603 | 32601 TORCHWOOD PL | WESTLAKE VILLAGE | 91361 | REED KENNETH | (818) 8894741 | 8.17 | 0.38
836 | SC | LAS VIRGENES MUNICIPAL WATER DISTRICT | 176497 | 1988 | D17668 | ICE, DETROIT DIESEL, EMR, DIESEL, MODEL 400 D 71 T, 12 CYL, 525 BHP, TURBOCHARGED | Diesel | Detroit Diesel | 400D-71T | 350 |  |  | 525 | 24303 CALABASAS RD | CALABASAS | 91302 | WHITAKER BRIAN | (818) 8804110 | 8.17 | 0.38
838 | SC | LAXFUEL CORP UNIT NO.12 | 254414 | 1991 | D85784 | ICE, CATERPILLAR, MODEL 3508, 1098 BHP, DIESEL, EMR, 8 CYL, TURBOCHARGED, AFTERCOOLED | Diesel | Caterpillar | 3508 | 732 |  |  | 1098 | 7259 WORLD WAY WEST | LOS ANGELES | 90045 | SPEELMANS THOMAS P | (213) 6461334 | 8.17 | 0.38
839 | SC | LAXFUEL CORP UNIT NO.12 | 254415 | 1991 | D85785 | ICE, CATERPILLAR, MODEL 3508, 1098 BHP, DIESEL, EMR, 8 CYL, TURBOCHARGED, AFTERCOOLED | Diesel | Caterpillar | 3508 | 732 |  |  | 1098 | 7259 WORLD WAY WEST | LOS ANGELES | 90045 | SPEELMANS THOMAS P | (213) 6461334 | 8.17 | 0.38
840 | SC | LAXFUEL CORP UNIT NO.12 | 254416 | 1991 | D85786 | ICE, CATERPILLAR, MODEL 3508, 1098 BHP, DIESEL, EMR, 8 CYL, TURBOCHARGED, AFTERCOOLED | Diesel | Caterpillar | 3508 | 732 |  |  | 1098 | 7259 WORLD WAY WEST | LOS ANGELES | 90045 | SPEELMANS THOMAS P | (213) 6461334 | 8.17 | 0.38
841 | SC | LAXFUEL CORP UNIT NO.12 | 254417 | 1991 | D85787 | ICE, CATERPILLAR, MODEL 3508, 1098 BHP, DIESEL, EMR, 8 CYL, TURBOCHARGED, AFTERCOOLED | Diesel | Caterpillar | 3508 | 732 |  |  | 1098 | 9900 LAXFUEL RD | LOS ANGELES | 90045 | SPEELMANS THOMAS P | (213) 6461334 | 8.17 | 0.38
842 | SC | LBA-VFIII, LLC | 371795 | 2000 | F34706 | ICE, CUMMINS, DIESEL, EMR, MODEL KTA1150GS2, SN 31127410, 600 BHP, 6 CYL, TURBOCHARGED, AFTERCOOLED | Diesel | Cummins | KTA1150-GS2 | 400 |  |  | 600 | 1500 QUAIL | NEWPORT BEACH | 92660 | UITERMARK DOUGLAS | (949) 9551644 | 6.9 | 0.4
843 | SC | L'ERMITAGE HOTEL | 340740 | 1998 | F14288 | ICE, CUMMINS, DIESEL, EMR, MODEL NTA855-G3, 535 BHP, 6 CYL, TURBOCHARGED, AFTERCOOLED | Diesel | Cummins | NTA855-G3 | 356.6667 |  |  | 535 | 9291 BURTON WAY | BEVERLY HILLS | 90210-3799 | TAJERI MICHAEL | (310) 2783344 | 6.9 | 0.4
844 | SC | LEVEL 3 COMMUNICATIONS, LL3 | 373364 | 2000 | F34175 | ICE, CATERPILLAR, MODEL 3512B DITA SC, SN 6WN00658, 2155 BHP, DIESEL, EMR, TURBOCHARGED, AFTERCOOLED | Diesel | Caterpillar | 3512B DITA | 1436.6667 |  |  | 2155 | 5705 INDUSTRIAL PKY | SAN BERNARDINO | 92407 | GROGEAN STEVE | (310) 2158236 | 6.9 | 0.4
845 | SC | LEVEL 3 COMMUNICATIONS/TUSTIN GATEWAY | 379657 | 2001 | F37335 | ICE, CATERPILLAR, MODEL 3512B DITA SC, SN 6WN00647, 12 CYL, 2155 BHP, DIESEL, EMR, TURBOCHARGED, AFTERCOOLED | Diesel | Caterpillar | 3512B DITA | 1436.6667 |  |  | 2155 | 14452 FRANKLIN AVE | TUSTIN | 92780 | GROGEAN STEVE | (714) 5082450 | 6.9 | 0.4
846 | SC | LEVEL 3 COMMUNICATIONS/TUSTIN GATEWAY | 379658 | 2001 | F37336 | ICE, CATERPILLAR, MODEL 3512B DITA SC, SN 6WN00650, 12 CYL, 2155 BHP, DIESEL, EMR, TURBOCHARGED, AFTERCOOLED | Diesel | Caterpillar | 3512B DITA | 1436.6667 |  |  | 2155 | 14452 FRANKLIN AVE | TUSTIN | 92780 | GROGEAN STEVE | (714) 5082450 | 6.9 | 0.4
856 | SC | LODESTAR TOWERS CALIFORNIA INC | 364105 | 1999 | F23961 | ICE, CUMMINS, DIESEL, EMR, MODEL KTA50-G3, 16 CYL, 1850 BHP, TURBOCHARGED, AFTERCOOLED | Diesel | Cummins | KTA50-G3 | 1233.3333 |  |  | 1850 | 1 MT HARVARD | MOUNT WILSON | 91023 | POMPONIO ROBERT V | (909) 3381555 | 8.17 | 0.38
857 | SC | LODESTAR TOWERS CALIFORNIA INC | 364106 | 1999 | F23962 | ICE, CUMMINS, DIESEL, EMR, MODEL KTA50-G3, 16 CYL, 1850 BHP, TURBOCHARGED, AFTERCOOLED | Diesel | Cummins | KTA50-G3 | 1233.3333 |  |  | 1850 | 1 MT HARVARD | MOUNT WILSON | 91023 | POMPONIO ROBERT V | (909) 3381555 | 8.17 | 0.38
858 | SC | LOMA LINDA UNIV | 277677 | 1993 | D71638 | ICE, CATERPILLAR, DIESEL, EMR, MODEL 3508, SN 23Z01443, 8 CYL, 1344 BHP, TURBOCHARGED, AFTERCOOLED | Diesel | Caterpillar | 3508 | 896 |  |  | 1344 | 11110 UNIVERSITY POWR PLNT AVE | LOMA LINDA | 92354-2870 | GURULE DONNA | (909) 8244913 | 8.17 | 0.38
859 | SC | LOMA LINDA UNIV | 277678 | 1993 | D71639 | ICE, CATERPILLAR, DIESEL, EMR, MODEL 3508, SN 23Z01442, 8 CYL, 1344 BHP, TURBOCHARGED, AFTERCOOLED | Diesel | Caterpillar | 3508 | 896 |  |  | 1344 | 11110 UNIVERSITY POWR PLNT AVE | LOMA LINDA | 92354-2870 | GURULE DONNA | (909) 8244913 | 8.17 | 0.38
860 | SC | LOMA LINDA UNIV | 334804 | 1997 | F10748 | ICE, CATERPILLAR, DIESEL, EMR, MODEL 3508 DITA, 900 KW, 8 CYL, TURBOCHARGED, AFTERCOOLED | Diesel | Caterpillar | 3508 | 900 | 900 |  |  | 11110 UNIVERSITY POWR PLNT AVE | LOMA LINDA | 92354-2870 | GURULE DONNA | (909) 8244913 | 8.17 | 0.38
861 | SC | LOMA LINDA UNIV | 334805 | 1997 | F10749 | ICE, CATERPILLAR, DIESEL, EMR, MODEL 3508 DITA, 900 KW, 8 CYL, TURBOCHARGED, AFTERCOOLED | Diesel | Caterpillar | 3508 | 900 | 900 |  |  | 11110 UNIVERSITY POWR PLNT AVE | LOMA LINDA | 92354-2870 | GURULE DONNA | (909) 8244913 | 8.17 | 0.38
862 | SC | LONG BCH HOTEL ASSOC, RENAISSANCE HOTEL | 294827 | 1994 | D84780 | ICE, CATERPILLAR, DIESEL, EMR, MODEL 3412,SN 81Z04966, 667 BHP, 12 CYL, TURBOCHARGED, AFTERCOOLED | Diesel | Caterpillar | 3412 | 444.6667 |  |  | 667 | 111 E OCEAN BLVD | LONG BEACH | 90802-4794 | LEUNG KWONG | (310) 4375900 | 8.17 | 0.38
863 | SC | LONG BEACH AIRPORT MARRIOTT | 181932 | 1989 | D09790 | ICE, ONAN, DIESEL, EMR, MODEL 06152TA-B,SN 110089, 521 BHP, 6 CYL, TURBOCHARGED, AFTERCOOLED | Diesel | Onan | 06512TA-B | 347.3333 |  |  | 521 | 4700 AIRPORT DR | LONG BEACH | 90815 | ROXAS MARIANO | (213) 4255210 | 8.17 | 0.38
864 | SC | LONG BEACH AQUARIUM OF THE PACIFIC | 337389 | 1998 | F12496 | ICE, CATERPILLAR, DIESEL, EMR, MODEL 3512 DITA, SN 24Z07895, 1000 KW, 12 CYL, TURBOCHARGED, AFTERCOOLED | Diesel | Caterpillar | 3512 DITA | 1000 | 1000 |  |  | 100 AQUARIUM RD | LONG BEACH | 90802 | PEARCE J SCOTT | (562) 5903104 | 8.17 | 0.38
866 | SC | LONG BEACH CITY, CITY HALL | 247636 | 1991 | D39432 | ICE, CUMMINS, DIESEL, EMR, MODEL VT1710PG6535, 6 CYL, 635 BHP, TURBOCHARGED, AFTERCOOLED | Diesel | Cummins | VT1710-PG6535 | 423.3333 |  |  | 635 | 333 W OCEAN BLVD | LONG BEACH | 90802 | ARONSON ROBERT S | (310) 5906029 | 8.17 | 0.38
867 | SC | LONG BEACH CITY, CITY HALL | 247637 | 1991 | D42402 | ICE, WAUKESHA, DIESEL, EMR, MODEL F2896DSU, 6 CYL, 631 BHP, TURBOCHARGED | Diesel | Waukesha | F2896DSU | 420.6667 |  |  | 631 | 333 W OCEAN BLVD | LONG BEACH | 90802 | ARONSON ROBERT S | (310) 5906029 | 8.17 | 0.38
868 | SC | LONG BEACH CITY, CONVENTION CENTER | 278399 | 1993 | D71396 | ICE, CATERPILLAR, DIESEL, EMR, MODEL 3412TA, 890 BHP, 12 CYL, TURBOCHARGED, AFTERCOOLED | Diesel | Caterpillar | 3412 TA | 593.3333 |  |  | 890 | 300 E OCEAN BLVD | LONG BEACH | 90802-4893 | KENNELLY JAMES R | (310) 4247250 | 8.17 | 0.38
869 | SC | LONG BEACH CITY, GAS DEPT | 262624 | 1992 | D63763 | ICE, CATERPILLAR, NAT. GAS OR LPG, EMR, MODEL 3412SITA, SN 7DB00722, 675 BHP, 12 CYL, TURBOCHARGED, AFTERCOOLED | Natural Gas / LPG | Caterpillar | 3412 SITA | 450 |  |  | 675 | 2400 E SPRING ST | LONG BEACH | 90806 | SMOCK PAUL | (562) 5702052
870 | SC | LONG BEACH CONTAINER TERMINAL INC | 225168 | 1990 | D28897 | ICE, CATERPILLAR, DIESEL, EMR, MODEL 3406, 519 BHP, 6 CYL, TURBOCHARGED, AFTERCOOLED | Diesel | Caterpillar | 3406 | 346 |  |  | 519 | 1171 PIER F AVE | LONG BEACH | 90802 | FARNUM MIKE | (562) 4358585 | 8.17 | 0.38
871 | SC | LONG BEACH MEMORIAL MEDICAL CENTER | 287673 | 1993 | D78999 | ICE, CUMMINS, DIESEL, EMR, MODEL KTA19-G3, SN D930505482, 6 CYL, 685 BHP, TURBOCHARGED, AFTERCOOLED | Diesel | Cummins | KTA19-G3 | 456.6667 |  |  | 685 | 2801 ATLANTIC AVE | LONG BEACH | 90801 | DENNIS GEORGE | (562) 9330565 | 8.17 | 0.38
872 | SC | LONG BEACH MEMORIAL MEDICAL CENTER | 287674 | 1993 | D79000 | ICE, CUMMINS, DIESEL, EMR, MODEL NTA855-G3, SN D930504735, 6 CYL, 535 BHP, TURBOCHARGED, AFTERCOOLED | Diesel | Cummins | NTA855-G3 | 356.6667 |  |  | 535 | 2801 ATLANTIC AVE | LONG BEACH | 90801 | DENNIS GEORGE | (562) 9330565 | 8.17 | 0.38
873 | SC | LONG BEACH MEMORIAL MEDICAL CENTER | 287675 | 1993 | D79001 | ICE, CUMMINS, DIESEL, EMR, MODEL NTA855-G3, SN D930504736, 6 CYL, 535 BHP, TURBOCHARGED, AFTERCOOLED | Diesel | Cummins | NTA855-G3 | 356.6667 |  |  | 535 | 2801 ATLANTIC AVE | LONG BEACH | 90801 | DENNIS GEORGE | (562) 9330565 | 8.17 | 0.38
874 | SC | LONG BEACH MEMORIAL MEDICAL CENTER | 287677 | 1993 | D79002 | ICE, CUMMINS, DIESEL, EMR, MODEL NTA855-G3, SN D930504733, 6 CYL, 535 BHP, TURBOCHARGED, AFTERCOOLED | Diesel | Cummins | NTA855-G3 | 356.6667 |  |  | 535 | 2801 ATLANTIC AVE | LONG BEACH | 90801 | DENNIS GEORGE | (562) 9330565 | 8.17 | 0.38
875 | SC | LONG BEACH MEMORIAL MEDICAL CENTER | 287678 | 1993 | D79003 | ICE, CUMMINS, DIESEL, EMR, MODEL NTA855-G3, SN D930504734, 6 CYL, 535 BHP, TURBOCHARGED, AFTERCOOLED | Diesel | Cummins | NTA855-G3 | 356.6667 |  |  | 535 | 2801 ATLANTIC AVE | LONG BEACH | 90801 | DENNIS GEORGE | (562) 9330565 | 8.17 | 0.38
876 | SC | LONG BEACH MEMORIAL MEDICAL CENTER | 349892 | 1999 | F19420 | ICE, CUMMINS, DIESEL, EMERGENCY ELECTRICAL GENERATION, MODEL KTA19-G3, SN I980801991, 6 CYL, 685 BHP, TURBOCHARGED, AFTERCOOLED | Diesel | Cummins | KTA19-G3 | 456.6667 |  |  | 685 | 2801 ATLANTIC AVE | LONG BEACH | 90801 | DENNIS GEORGE | (562) 9330565 | 6.9 | 0.4
877 | SC | LONG BEACH MEMORIAL MEDICAL CENTER | 349893 | 1999 | F19419 | ICE, CUMMINS, DIESEL, EMERGENCY ELECTRICAL GENERATION, MODEL KTA19-G3, SN I980801990, 6 CYL, 685 BHP, TURBOCHARGED, AFTERCOOLED | Diesel | Cummins | KTA19-G3 | 456.6667 |  |  | 685 | 2801 ATLANTIC AVE | LONG BEACH | 90801 | DENNIS GEORGE | (562) 9330565 | 6.9 | 0.4
878 | SC | LONG BEACH MEMORIAL MEDICAL CENTER | 349894 | 1999 | F19421 | ICE, CUMMINS, DIESEL, EMR, MODEL KTA19-G3, SN I980801992, 6 CYL, 685 BHP, TURBOCHARGED, AFTERCOOLED | Diesel | Cummins | KTA19-G3 | 456.6667 |  |  | 685 | 2801 ATLANTIC AVE | LONG BEACH | 90801 | DENNIS GEORGE | (562) 9330565 | 6.9 | 0.4
879 | SC | LONG BEACH PUBLIC TRANPORTATION CO | 287941 | 1993 | D79145 | ICE, CATERPILLAR, DIESEL, EMR, MODEL 3412 DITTA, 600 KW, 12 CYL, TURBOCHARGED, AFTERCOOLED | Diesel | Caterpillar | 3412 DITTA | 600 | 600 |  |  | 1300 GARDENIA AVE | LONG BEACH | 90801 | SANDOVAL GENE | (310) 5918753 | 8.17 | 0.38
882 | SC | LOS ANGELES AIRPORT HILTON | 177089 | 1988 | D18004 | ICE, CUMMINS, DIESEL, EMR, MODEL KTA3067-G, 1490 BHP, 16 CYL, TURBOCHARGED, AFTERCOOLED | Diesel | Cummins | KTA3067-G | 993.3333 |  |  | 1490 | 5711 W CENTURY BLVD | LOS ANGELES | 90045 | ASTGEN JIM | (310) 4106152 | 8.17 | 0.38
883 | SC | LOS ANGELES AIRPORT HILTON | 177090 | 1988 | D18005 | ICE, CUMMINS, DIESEL, EMR, MODEL KTA2300-G1, 1135 BHP, 12 CYL, TURBOCHARGED, AFTERCOOLED | Diesel | Cummins | KTA2300-G1 | 756.6667 |  |  | 1135 | 5711 W CENTURY BLVD | LOS ANGELES | 90045 | ASTGEN JIM | (310) 4106152 | 8.17 | 0.38
884 | SC | LOS ANGELES CELLUALR TELEPHONE CO | 316160 | 1996 | D99615 | ICE, CUMMINS, DIESEL, EMR, MODEL KTA38-G4, 1490 BHP, 12 CYL, TURBOCHARGED, AFTERCOOLED | Diesel | Cummins | KTA38-G4 | 993.3333 |  |  | 1490 | 5515 E LA PALMA | ANAHEIM HILLS | 92807 | SIEGFRIED DIANE | (310) 4688601 | 8.17 | 0.38
886 | SC | LOS ANGELES CITY OF, BUREAU OF SANITATION | 322722 | 1996 | F4509 | ICE, DETROIT DIESEL, EMR, DIESEL, MODEL 16V-92TA, 16 CYL, 1095 BHP, TURBOCHARGED, AFTERCOOLED | Diesel | Detroit Diesel | 16V-92TA | 730 |  |  | 1095 | 1220 W B ST | WILMINGTON | 90744 | COORDINATOR AIR QUALITY PERMITS | (213) 4855879 | 8.17 | 0.38
887 | SC | LOS ANGELES CITY, BUREAU OF SANITATION | 322724 | 1996 | F4510 | ICE, DETROIT DIESEL, EMR, DIESEL, MODEL 16V-92TA, 16 CYL, 1095 BHP, TURBOCHARGED, AFTERCOOLED | Diesel | Detroit Diesel | 16V-92TA | 730 |  |  | 1095 | 301 MC FARLLAND AVE | WILMINGTON | 90744 | COORDINATOR AIR QUALITY PERMITS | (213) 4855879 | 8.17 | 0.38
891 | SC | LOS ANGELES DWP | 325076 | 1997 | F5617 | ICE, CUMMINS, DIESEL, EMR, MODEL VTA28-G5, SN L960624755, 12 CYL, 900 BHP, TURBOCHARGED, AFTERCOOLED | Diesel | Cummins | VTA28-G5 | 600 |  |  | 900 | 2633 ARTESIAN ST | LOS ANGELES | 90031 | WOOD ANH T | (213) 3670466 | 8.17 | 0.38
896 | SC | LOS ANGELES TIMES COMMUNICATIONS LLC | 374593 | 2000 | F35938 | ICE, DETROIT DIESEL, EMERGENCY ELECTRICAL GENERATION, DIESEL, MODEL 16V-149TI,SN 82508-1, 16 CYL, 1100KW, TURBOCHARGED, AFTERCOOLED | Diesel | Detroit Diesel | 16V-149TI | 1100 | 1100 |  |  | 20000 PRAIRIE ST | CHATSWORTH | 91311 | VOJTEK MARY ELLEN | (213) 2375014 | 6.9 | 0.4
897 | SC | LOS ANGELES TIMES COMMUNICATIONS LLC | 374595 | 2000 | F35939 | ICE, DETROIT DIESEL, EMERGENCY ELECTRICAL GENERATION, DIESEL, MODEL 16V-149TI, SN 82508-2, 16 CYL, 1100KW, TURBOCHARGED, AFTERCOOLED | Diesel | Detroit Diesel | 16V-149TI | 1100 | 1100 |  |  | 20000 PRAIRIE ST | CHATSWORTH | 91311 | VOJTEK MARY ELLEN | (213) 2375014 | 6.9 | 0.4
903 | SC | LOS ANGELES TIMES COMMUNICATIONS LLC | 374790 | 2000 | F35574 | ICE, CATERPILLAR, DIESEL, EMERGENCY ELECTRICAL GENERATION, 2876 BHP, TURBOCHARGED, AFTERCOOLED | Diesel | Caterpillar | N/A | 1917.3333 |  |  | 2876 | 202 W 1ST ST, 221 W 2ND ST & 145 S SPRING ST | LOS ANGELES | 90012 | VOJTEK MARY ELLEN | (213) 2375014 | 6.9 | 0.4
904 | SC | LOS ANGELES CITY OF, BUREAU OF SANITATION | 322721 | 1996 | F4508 | ICE, DETROIT DIESEL, EMR, DIESEL, MODEL 16V-92TA, 16 CYL, 1095 BHP, TURBOCHARGED, AFTERCOOLED | Diesel | Detroit Diesel | 16V-92TA | 730 |  |  | 1095 | 637 FRIES AVE | WILMINGTON | 90744 | COORDINATOR AIR QUALITY PERMITS | (213) 4855879 | 8.17 | 0.38
905 | SC | LOWE'S HOME IMPROVEMENT CENTER | 374699 | 2000 | F34129 | ICE, DETROIT DIESEL, EMR, DIESEL, MODEL 6063-TK35, SN 0648585, 6 CYL, 550 BHP, TURBOCHARGED, AFTERCOOLED | Diesel | Detroit Diesel | 6063-TK35 | 366.6667 |  |  | 550 | 30489 AVENIDA DE LOS FLORES | RANCHO SANTA MARGARITA | 92688 | BEARD MIKE | (336) 6587946 | 6.9 | 0.4
906 | SC | LOWE'S HOME IMPROVEMENT W/HSE | 369834 | 2000 | F31838 | ICE, CATERPILLAR, DIESEL, EMR, MODEL 3406 DITA, 350 KW, 6 CYL, TURBOCHARGED, AFTERCOOLED | Diesel | Caterpillar | 3406 DITA | 350 | 350 |  |  | 11399 FOOTHILL BLVD | RANCHO CUCAMONGA | 91730 | COTE JAY | (562) 3770069 | 6.9 | 0.4
907 | SC | LOWE'S HOME IMPROVEMENT WAREHOUSE | 369832 | 2000 | F31841 | ICE, DETROIT DIESEL, EMR, DIESEL, MODEL 6063-TK35, 410 KW, 6 CYL, TURBOCHARGED, AFTERCOOLED | Diesel | Detroit Diesel | 6063-TK35 | 410 | 410 |  |  | 2840 BELLFLOWER BLVD | LONG BEACH | 90815 | COTE JAY | (562) 3770069 | 6.9 | 0.4
908 | SC | LOWE'S HIW INC, LOWE'S HOME IMPROVEMENT | 372667 | 2000 | F33925 | ICE, DETROIT DIESEL, EMR, DIESEL, MODEL 6065TX35, 550 BHP, 6 CYL, TURBOCHARGED, AFTERCOOLED | Diesel | Detroit Diesel | 6065-TX35 | 366.6667 |  |  | 550 | 13300 JAMBOREE RD | IRVINE | 92620 | BEARD MIKE | (336) 6587946 | 6.9 | 0.4
909 | SC | LOWE'S HOME IMPROVEMENT CENTER | 367978 | 2000 | F32635 | ICE, KOHLER, MODEL 350REOZD, SN 0654997, DIESEL, EMR, 550 BHP, TURBOCHARGED, AFTERCOOLED | Diesel | Kohler | 350 REOZD | 366.6667 |  |  | 550 | 1725 W REDLANDS BLVD | REDLANDS | 92372 | COLLINS ANDY | (336) 6584317 | 6.9 | 0.4
910 | SC | LOWES HOME IMPROVEMENT CENTER | 366354 | 2000 | F37621 | ICE, DETROIT DIESEL, EMR, DIESEL, MODEL S60, SN 644528, 6 CYL, 550 BHP, TURBOCHARGED | Diesel | Detroit Diesel | N/A | 366.6667 |  |  | 550 | 50390 WINCHESTER RD | TEMECULA | 92591 | COLLINS ANDY | (336) 6584317 | 6.9 | 0.4
911 | SC | LOWE'S HOME IMPROVEMENT WAREHOUSE | 361060 | 1999 | F23088 | ICE, DETROIT DIESEL, EMR, DIESEL, MODEL 6063-TK35, SN 06RO544485, 6 CYL, 550 BHP, TURBOCHARGED | Diesel | Detroit Diesel | 6063-TK35 | 366.6667 |  |  | 550 | 7300 CARSON BLVD | LONG BEACH | 90822 | COTE JAY P | (562) 3770069 | 6.9 | 0.4
912 | SC | LOWE'S HOME IMPROVEMENT WAREHOUSE | 380695 | 2001 | F37296 | ICE, DETROIT DIESEL, EMR, DIESEL, MODEL 6063-TK35, SN 691055, 6 CYL, 550 BHP, TURBOCHARGED | Diesel | Detroit Diesel | 6063-TK35 | 366.6667 |  |  | 550 | 9851 MAGNOLIA AVE | RIVERSIDE | 92503 | BEARD MIKE | (336) 6587946 | 6.9 | 0.4
913 | SC | LOWE'S HOME IMPROVEMENT WAREHOUSE | 380986 | 2001 | F37297 | ICE, DETROIT DIESEL, EMR, DIESEL, MODEL S60, SN 0686122, 6 CYL, 550 BHP, TURBOCHARGED | Diesel | Detroit Diesel | S60 | 366.6667 |  |  | 550 | 5001 RAMON RD | PALM SPRINGS | 92263 | BEARD MIKE | (336) 6587946 | 6.9 | 0.4
914 | SC | LOYOLA MARYMOUNT UNIVERSITY | 300940 | 1995 | D88759 | ICE, DETROIT DIESEL, EMR, DIESEL, MODEL 8083-7416 (8V-92TA), 8 CYL, 643 BHP, TURBOCHARGED, AFTERCOOLED | Diesel | Detroit Diesel | 8083-7416 | 428.6667 |  |  | 643 | 7900 LOYOLA BLVD | LOS ANGELES | 90045-2699 | BEASLEY CATHY | (310) 3381932 | 8.17 | 0.38
916 | SC | LUCENT TECHNOLOGIES, MICROELECTRONICS GR | 372831 | 2000 | F34559 | ICE, CATERPILLAR, EMERGENCY ELECTRICAL GENERATION, DIESEL, MODEL 3512, 12 CYL, 2168 BHP, TURBOCHARGED, AFTERCOOLED | Diesel | Caterpillar | 3512 | 1445.3333 |  |  | 2168 | 4920 RIVERGRADE RD | IRWINDALE | 90242-3456 | KANIPE MARK | (626) 2931136 | 6.9 | 0.4
917 | SC | MAGUIRE THOMAS PARTNERS DEVELOPMENT LTD | 283274 | 1993 | D76557 | ICE, DETROIT DIESEL ALLISON, DIESEL FUELED, EMERGENCY, MODEL NO. 9123-7306, SERIAL NO. 12E0007807; 12 CYLINDERS, TURBOCHARGED AND AFTERCOOLED, 1250 BHP. | Diesel | Detroit Diesel | 9123-7306 | 833.3333 |  |  | 1250 | 333/355 S GRAND AVE | LOS ANGELES | 90071 | BROWN JAMES H | (213) 2534200 | 8.17 | 0.38
918 | SC | MAGUIRE THOMAS PARTNERS DEVELOPMENT LTD | 283276 | 1993 | D76558 | ICE, DETROIT DIESEL ALLISON, DIESEL FUELED, EMERGENCY, MODEL NO. 9163-7305, SERIAL NO. 12E0007807; 12 CYLINDERS, TURBOCHARGED AND AFTERCOOLED, 1400 BHP. | Diesel | Detroit Diesel | 9163-7305 | 933.3333 |  |  | 1400 | 333/355 S GRAND AVE | LOS ANGELES | 90071 | BROWN JAMES H | (213) 2534200 | 8.17 | 0.38
919 | SC | MAGUIRE THOMAS PARTNERS,LIBRARY SQ LTD | 281749 | 1993 | D74009 | ICE, NO. 1, CATERPILLAR, DIESEL-FUELED, EMERGENCY, MODEL NO. 3512, 12 CYLINDERS, TURBOCHARGED AND AFTERCOOLED, 1779 BHP | Diesel | Caterpillar | 3512 | 1186 |  |  | 1779 | 633 W 5TH ST | LOS ANGELES | 90071 | SCROGGINS CHUCK | (213) 6134828 | 8.17 | 0.38
920 | SC | MAGUIRE THOMAS PARTNERS,LIBRARY SQ LTD | 281750 | 1993 | D74010 | ICE, NO. 2, CATERPILLAR, DIESEL-FUELED, EMERGENCY, MODEL NO. 3508, 8 CYLINDERS, TURBOCHARGED AND AFTERCOOLED, 1336 BHP. | Diesel | Caterpillar | 3508 | 890.6667 |  |  | 1336 | 633 W 5TH ST | LOS ANGELES | 90071 | SCROGGINS CHUCK | (213) 6134828 | 8.17 | 0.38
921 | SC | MAGUIRE THOMAS PARTNERS-FIFTH&GRAND LTD | 247305 | 1991 | D43860 | ICE, CATERPILLAR, MODEL NO. 3512, DIESEL FUELED, EMERGENCY, TURBOCHARGED, AFTERCOOLED, 12 CYLINDERS, 1592 BHP. | Diesel | Caterpillar | 3512 | 1061.3333 |  |  | 1592 | 555 W 5TH ST | LOS ANGELES | 90071 | SCOTT RANDALL L | (213) 6801782 | 8.17 | 0.38
922 | SC | MAGUIRE THOMAS PARTNERS-FIFTH&GRAND LTD | 247306 | 1991 | D43861 | ICE, CATERPILLAR, MODEL NO. 3508, DIESEL-FUELED, EMERGENCY, TURBOCHARGED, AFTERCOOLED, 8 CYLINDERS, 1106 BHP. | Diesel | Caterpillar | 3508 | 737.3333 |  |  | 1106 | 555 W 5TH ST | LOS ANGELES | 90071 | SCOTT RANDALL L | (213) 6801782 | 8.17 | 0.38
925 | SC | MANHATTAN BEACH, CITY, WELL # 11A | 348669 | 1998 | F18481 | ICE, CUMMINS, 6 CYLINDERS, TURBOCHARGED, AFTERCOOLED, MODEL NO. NTA855-G3, 535 BHP, DIESEL-FUELED, EMERGENCY | Diesel | Cummins | NTA855-G3 | 356.6667 |  |  | 535 | 1932 MANHATTAN BEACH BLVD | REDONDO BEACH | 90278 | GUERRERO MICHAEL A | (310) 5455621 | 6.9 | 0.4
926 | SC | MANUFACTURERS LIFE INS CO,NAMORA REAL ES | 202805 | 1989 | D43419 | ICE, CUMMINS, DIESEL-FUELED, EMERGENCY, MODEL KTTA 19-62, SERIAL NO. 37132124, TURBOCHARGED, AFTERCOOLED, 6 CYLINDERS, 750 BHP | Diesel | Cummins | KTTA19-62 | 500 |  |  | 750 | 515 S FIGUEROA ST #720 | LOS ANGELES | 90071 | CHANDLER DEBORAH | (213) 6290727 | 8.17 | 0.38
927 | SC | MANUFACTURERS LIFE INSURANCE COMPANY | 222879 | 1990 | D31409 | ICE, CUMMINS, DIESEL-FUELED, EMERGENCY, MODEL KTA-38-G1, SERIAL NO. C890215546, TURBOCHARGED, AFTERCOOLED, 12 CYLINDERS, 1,135 BHP | Diesel | Cummins | KTA38-G1 | 756.6667 |  |  | 1135 | 865 S FIGUEROA ST | LOS ANGELES | 90017 | WELLES RICHARD | (213) 6890813 | 8.17 | 0.38
928 | SC | MARRIOTT CORP,COSTA MESA MARRIOTT SUITES | 278886 | 1993 | D77094 | ICE, CATERPILLAR, MODEL NO. 3408B, SERIAL NO. 78202949, DIESEL, EMERGENCY, TURBOCHARGED AND AFTERCOOLED, 12 CYLINDERS, 603 BHP | Diesel | Caterpillar | 3408B | 402 |  |  | 603 | 500 ANTON BLVD | COSTA MESA | 92626 | STEVENS RICK | (714) 9571100 | 8.17 | 0.38
929 | SC | MARRIOTT SUITES NEWPORT BEACH | 193110 | 1989 | D09779 | ICE, CUMMINS, DIESEL, EMR, MODEL, KTA19-G1, SN 371117540, 6 CYL, 560 BHP, TURBOCHARGED, AFTERCOOLED | Diesel | Cummins | KTA19-G1 | 373.3333 |  |  | 560 | 500 BAYVIEW CIR | NEWPORT BEACH | 92660 |  | (714) 854-4500 | 8.17 | 0.38
930 | SC | MARRIOTT'S DESERT SPRINGS RESORT & SPA | 191859 | 1989 | D09780 | ICE, CATERPILLAR, DIESEL, EMR, MODEL 3512, 1150 BHP, 1000 KW | Diesel | Caterpillar | 3512 | 1000 | 1000 |  |  | 74855 COUNTRY CLUB DR | PALM DESERT | 92260 | CARLSON SCOTT | (760) 3411762 | 8.17 | 0.38
931 | SC | MATTEL TOYS INC | 324451 | 1997 | F5402 | ICE, 6 CYLINDERS, CATERPILLAR, TURBOCHARGED, AFTERCOOLED, MODEL NO. 3406 DITA (400 KW), SERIAL NO. 4ZR02019, 587 BHP, DIESEL-FUELED, DRIVING AN EMERGENCY ELECTRICAL GENERATOR. | Diesel | Caterpillar | 3406 DITA | 400 | 400 |  |  | 2031 MARIPOSA AV | EL SEGUNDO | 90245 | CORORAN JON A. | (310) 2522771 | 6.9 | 0.4
932 | SC | MATTEL, INC. | 324989 | 1997 | F7674 | ICE, ROLLS ROYCE, DIESEL FUELED. EMERGENCY, MODEL NO. CV8G395, EIGHT CYLINDERS, TURBOCHARGED AND AFTERCOOLED, 583 BHP. | Diesel | Rolls Royce | CV8G395 | 388.6667 |  |  | 583 | 333 CONTINENTAL BLVD MAIL STOP MI-0530 | EL SEGUNDO | 90245 | HOLLINGSWORTH STEVE | (310) 2522000 | 6.9 | 0.4
933 | SC | MATTEL, INCORPORATED | 368963 | 2000 | F33671 | ICE, DETROIT DIESEL ALLISON, COMPRESSION IGNITION, TWO-STROKE CYCLE, MODEL NO. 9123-7305, 1135 HP, 12 CYLINDER, V-TYPE, DIESEL FUEL-FIRED, DRIVING AN 800 KW EMERGENCY GENERATIOR. | Diesel | Detroit Diesel | 9123-7305 | 800 | 800 |  |  | 1955 E GRAND AVE | EL SEGUNDO | 90245 | WILSON COZETTA | (310) 2525524 | 6.9 | 0.4
934 | SC | MAYWOOD MUTUAL WATER COMPANY # 2 | 334808 | 1997 | F10763 | ICE, CATERPILLAR 6 CYLINDERS, TURBOCHARGED, AFTERCOOLED, MODEL NO. 3406 DITA (350 KW), 519 BHP, DIESEL FUELED, DRIVING AN EMERGENCY GENERATOR. | Diesel | Caterpillar | 3406 DITA | 350 | 350 |  |  | 5207 MAYWOOD AVE | MAYWOOD | 90270 | RICKABAUGH WARREN | (213) 5815816 | 6.9 | 0.4
937 | SC | MCA/UNIVERSAL CITY STUDIOS | 285255 | 1993 | D78798 | ICE, CATERPILLAR 8 CYLINDERS, TURBOCHARGED, AFTERCOOLED, MODEL NO. 3508 DITA (750 KW), 1093 BHP, DIESEL-FUELED, DRIVING AN EMERGENCY ELECTRICAL GENERATOR. | Diesel | Caterpillar | 3508 DITA | 750 | 750 |  |  | 3900 LANKERSHIM BLVD | UNIVERSAL CITY | 91608 | RICHARDS MICHELLE | (818) 7773263 | 8.17 | 0.38
938 | SC | MCA/UNIVERSAL CITY STUDIOS | 338101 | 1998 | F13928 | ICE, WAUKESHA, MODEL NO. L5792DS, SERIAL NO. 1124493, DIESEL-FUELED, 12 CYLINDERS, TURBOCHARGED, 1262 BHP, DRIVING AN EMERGENCY ELECTRICAL GENERATOR (LOCATED BEHIND BUILDING 218) | Diesel | Waukesha | L5792 DS | 841.3333 |  |  | 1262 | 3900 LANKERSHIM BLVD | UNIVERSAL CITY | 91608 | RICHARDS MICHELLE | (818) 7773263 | 8.17 | 0.38
941 | SC | MCA/UNIVERSAL CITY STUDIOS | 364696 | 1999 | F26335 | ICE, VOLVO PENTA, MODEL TAD1631GE, SERIAL NO. 2160035892WA522269-1199, DIESEL, SIX CYLINDERS, TURBOCHARGED AND AFTERCOOLED, RATED AT 687 BHP, DRIVING AN EMERGENCY STAND-BY GENERATOR. | Diesel | Volvo | TAD1631GE | 458 |  |  | 687 | 3900 LANKERSHIM BLVD | UNIVERSAL CITY | 91608 | RICHARDS MICHELLE | (818) 7773263 | 6.9 | 0.4
942 | SC | MCDONNELL DOUGLAS CORP, SUB OF BOEING CO | 359920 | 1999 | F22343 | ICE, CATERPILLAR, 12 CYLINDERS, TURBOCHARGED, AFTERCOOLED, MODEL NO. 3412 DITTA (500 KW), 746 BHP, DIESEL-FUELED, DRIVING AN EMERGENCY ELECTRICAL GENERATOR. | Diesel | Caterpillar | 3412 DITTA | 500 | 500 |  |  | 5301 BOLSA AVE | HUNTINGTON BEACH | 92647 | CHAURUSHIA ASHOK | (714) 3722007 | 6.9 | 0.4
943 | SC | MCDONNELL DOUGLAS CORP, SUB OF BOEING CO | 376397 | 2000 | F36877 | ICE, CATERPILLAR, DIESEL-FUELED, EMERGENCY ELECTRICAL GENERATION, MODEL NO. 3512, TURBOCHARGED, AFTERCOOLED, 12 CYLINDERS, 1588 BHP. | Diesel | Caterpillar | 3512 | 1058.6667 |  |  | 1588 | 5301 BOLSA AVE | HUNTINGTON BEACH | 92647 | CHAURUSHIA ASHOK | (714) 3722007 | 6.9 | 0.4
944 | SC | MCI INTERNATIONAL | 327063 | 1997 | F9637 | ICE, DETROIT DIESEL, MODEL NO. 8163-7400, DIESEL-FUELED, EMERGENCY ELECTRICAL GENERATION, 16 CYLINDERS, TURBOCHARGED AND AFTERCOOLED, 960 BHP. | Diesel | Detroit Diesel | 8163-7400 | 640 |  |  | 960 | 700 FLOWER ST | LOS ANGELES | 90017 | PHILLIPS TOM | (213) 6242891 | 8.17 | 0.38
945 | SC | MCI TELECOMMUNICATIONS | 370147 | 2000 | F37398 | ICE, CUMMINS, MODEL QST30-G3, DIESEL FUEL, 12 CYLINDERS, TURBOCHARGED AND AFTERCOOLED, RATED AT 1350 BHP DRIVING AN EMERGENCY STAND-BY GENERATOR. | Diesel | Cummins | QST30-G3 | 900 |  |  | 1350 | 905 E DISCOVERY LN | ANAHEIM | 92801 | BOCK CHUCK | (310) 6081910 | 6.9 | 0.4
946 | SC | MCI TELECOMMUNICATIONS CORPORATION | 227158 | 1990 | D35896 | ICE, CATERPILLAR, DIESEL-FUELED, EMERGENCY, MODEL NO. 3512, SERIAL NUMBER 24Z0826, TURBOCHARGED, AFTERCOOLED, 12 CYLINDERS, 1330 BHP. | Diesel | Caterpillar | 3512 | 886.6667 |  |  | 1330 | 2300 S CENTRAL AVE | COMPTON | 90220 | COOPER JEFF | (818) 5011951 | 8.17 | 0.38
948 | SC | MCI WORLDCOM | 366273 | 2000 | F31310 | ICE, CATERPILLAR, MODEL NO. 3516B DITA SC ELECTRONICALLY CONTROLLED, SERIAL NO. 61N000682, TURBOCHARGED AND AFTERCOOLED, DIESEL FUELED, EMERGENCY ELECTRICAL GENERATOR, 2300 BHP. | Diesel | Caterpillar | 3516B DITA | 1533.3333 |  |  | 2300 | 800 S HOPE STE 300 | LOS ANGELES | 90017 | HUNZIKER-KLAES NANCY | (972) 7296322 | 6.9 | 0.4
949 | SC | MCI WORLDCOM | 366274 | 2000 | F31311 | ICE, CATERPILLAR, MODEL NO. 3516B DITA SC ELECTRONICALLY CONTROLLED, SERIAL NO. 61N00685, TURBOCHARGED AND AFTERCOOLED, DIESEL FUELED, EMERGENCY ELECTRICAL GENERATOR, 2300 BHP. | Diesel | Caterpillar | 3516B | 1533.3333 |  |  | 2300 | 800 S HOPE STE 300 | LOS ANGELES | 90017 | HUNZIKER-KLAES NANCY | (972) 7296322 | 6.9 | 0.4
950 | SC | MCI WORLDCOM NETWORK SERVICES, INC | 364063 | 1999 | F24416 | ICE, UNIT NO. 1 CUMMINS, MODEL QSK60-G6, TURBOCHARGED LOW TEMPERATURE AND AFTERCOOLED, DIESEL FUELED, EMERGENCY, SIXTEEN CYLINDERS, 2922 BHP. | Diesel | Cummins | QSK60-G6 | 1948 |  |  | 2922 | 1501 FRANCISCO ST | LOS ANGELES | 90501 | VENNEMAN STEPHEN M | (972) 7296692 | 8.17 | 0.38
951 | SC | MCI WORLDCOM NETWORK SERVICES, INC | 364064 | 1999 | F24417 | ICE, UNIT NO. 2, CUMMINS, MODEL QSK60-G6, TURBOCHARGED LOW TEMPERATURE AND AFTERCOOLED, DIESEL, EMERGENCY, SIXTEEN CYLINDERS, 2922 BHP. | Diesel | Cummins | QSK60-G6 | 1948 |  |  | 2922 | 1501 FRANCISCO ST | LOS ANGELES | 90501 | VENNEMAN STEPHEN M | (972) 7296692 | 8.17 | 0.38
952 | SC | MCI WORLDCOM NETWORK SERVICES, INC | 364065 | 1999 | F24418 | ICE, UNIT NO. 3 CUMMINS, MODEL QSK60-G6, TURBOCHARGED LOW TEMPERATURE AND AFTERCOOLED, DIESEL FUELED, EMERGENCY, SIXTEEN CYLINDERS, 2922 BHP. | Diesel | Cummins | QSK60-G6 | 1948 |  |  | 2922 | 1501 FRANCISCO ST | LOS ANGELES | 90501 | VENNEMAN STEPHEN M | (972) 7296692 | 8.17 | 0.38
953 | SC | MCI WORLDCOM NETWORK SERVICES, INC | 364066 | 1999 | F24419 | ICE, UNIT NO. 4 CUMMINS, MODEL QSK60-G6, TURBOCHARGED LOW TEMPERATURE AND AFTERCOOLED, DIESEL FUELED, EMERGENCY, SIXTEEN CYLINDERS, 2922 BHP. | Diesel | Cummins | QSK60-G6 | 1948 |  |  | 2922 | 1501 FRANCISCO ST | LOS ANGELES | 90501 | VENNEMAN STEPHEN M | (972) 7296692 | 8.17 | 0.38
954 | SC | MCI WORLDCOM NETWORK SERVICES, INC | 364068 | 1999 | F24420 | ICE, UNIT NO. 5 CUMMINS, MODEL QSK60-G6, TURBOCHARGED LOW TEMPERATURE AND AFTERCOOLED, DIESEL FUELED, EMERGENCY, SIXTEEN CYLINDERS, 2922 BHP. | Diesel | Cummins | QSK60-G6 | 1948 |  |  | 2922 | 1501 FRANCISCO ST | LOS ANGELES | 90501 | VENNEMAN STEPHEN M | (972) 7296692 | 8.17 | 0.38
955 | SC | MCI WORLDCOM NETWORK SERVICES, INC | 364069 | 1999 | F24421 | ICE, UNIT NO. 6 CUMMINS, MODEL QSK60-G6, TURBOCHARGED LOW TEMPERATURE AND AFTERCOOLED, DIESEL FUELED, EMERGENCY, SIXTEEN CYLINDERS, 2922 BHP. | Diesel | Cummins | QSK60-G6 | 1948 |  |  | 2922 | 1501 FRANCISCO ST | LOS ANGELES | 90501 | VENNEMAN STEPHEN M | (972) 7296692 | 8.17 | 0.38
956 | SC | MED CTR GARDEN GROVE | 282934 | 1993 | D75749 | ICE, DETROIT DIESEL, MODEL NO. 9163-7305, DIESEL FIRED, EMERGENCY ELECTRICAL GENERATION, TURBOCHARGED/ AFTERCOOLED, 16 CYLINDERS, 1400 BHP. | Diesel | Detroit Diesel | 9163-7305 | 933.3333 |  |  | 1400 | 12601 GARDEN GROVE BLVD | GARDEN GROVE | 92643 | WALKER TOM | (714) 7413366 | 8.17 | 0.38
957 | SC | MEDIAONE GROUP, INC | 361616 | 1999 | F22927 | ICE, CATERPILLAR, 6 CYLINDERS, TURBOCHARGED, AFTERCOOLED, MODEL NO. 3406 DITA (350 KW), SERIAL NO. 4203510, 519 BHP, DIESEL-FUELED, DRIVING AN EMERGENCY ELECTRICAL GENERATOR. | Diesel | Caterpillar | 3406 DITA | 350 | 350 |  |  | 20525 QUIGLEY | SANTA CLARITA | 91321 | HILL ROSA | (310) 2163560 | 6.9 | 0.4
958 | SC | MENIFEE VALLEY MEDICAL CENTER | 176685 | 1988 | D08770 | ICE, CATERPILLAR, 12 CYLINDERS, TURBOCHARGED, AFTERCOOLED, MODEL NO. 3412 (600 KW), 890 BHP, DIESEL, EMERGENCY GENERATOR. | Diesel | Caterpillar | 3412 | 600 | 600 |  |  | 28400 MCCALL BLVD | SUN CITY | 92586 | GREENER RICHARD | (909) 6798888 | 8.17 | 0.38
959 | SC | MERISEL | 364094 | 1999 | F23963 | ICE, CUMMINS, 6 CYLINDERS, TURBOCHARGED, AFTERCOOLED, MODEL NO. KTA 19-G4, 755 BHP, DIESEL, EMERGENCY GENERATOR. | Diesel | Cummins | KTA19-G4 | 503.3333 |  |  | 755 | 200 CONTINENTAL BLVD | EL SEGUNDO | 90245 | MILLER THOMAS E | (310) 5354322 | 8.17 | 0.38
961 | SC | MERLE NORMAN COSMETICS | 133281 | 1985 | M52125 | ICE, CATERPILLAR, DIESEL, EMR, MODEL 3516, 16 CYL, 2058 BHP, TURBOCHARGED, AFTERCOOLED | Diesel | Caterpillar | 3516 | 1672 |  |  | 2508 | 15180 BLEDSOE ST | SYLMAR | 91342 | NOLIND DICK | (818) 3671085 | 11 | 0.53
962 | SC | MERLE NORMAN COSMETICS | 304571 | 1995 | D91635 | ICE, CATERPILLAR, 6 CYLINDERS, TURBOCHARGED, AFTERCOOLED, MODEL NO. 3406 DITA (350 KW), 519 BHP, DIESEL, EMERGENCY GENERATOR. | Diesel | Caterpillar | 3406 DITA | 350 | 350 |  |  | 9035 BELLANCA AVE | LOS ANGELES | 90045 | MORSE BERT | (310) 3372294 | 8.17 | 0.38
963 | SC | METHODIST HOSPITAL OF SO CAL | 115307 | 1983 | M35033 | ICE, CUMMINS, DIESEL, EMR, MODEL KTA2300-GS, 12 CYL, 1135 BHP, 750 KW, TURBOCHARGED, AFTERCOOLED | Diesel | Cummins | KTA2300-GS | 750 | 750 |  |  | 300 W HUNTINGTON DR | ARCADIA | 91006 | DUFFIELD BOB | (818) 5743722 | 12 | 0.53
964 | SC | METHODIST HOSPITAL OF SO CAL | 146175 | 1986 | M55206 | ICE, DETROIT DIESEL, ALLISON, EMR, DIESEL, MODEL 8163-7305, SN 16VF006714, 8 CYL, 960 BHP, | Diesel | Detroit Diesel | 8163-7305 | 640 |  |  | 960 | 300 W HUNTINGTON DR | ARCADIA | 91006 | DUFFIELD BOB | (818) 5743722 | 11 | 0.53
965 | SC | METHODIST HOSPITAL OF SO CAL | 148702 | 1986 | M55780 | ICE, DETROIT DIESEL, ALLISON, EMR, DIESEL, MODEL 8163-7305, SN 16VF006714, 8 CYL, 960 BHP, | Diesel | Detroit Diesel | 8163-7305 | 640 |  |  | 960 | 300 W HUNTINGTON DR | ARCADIA | 91006 | DUFFIELD BOB | (818) 5743722 | 11 | 0.53
966 | SC | METHODIST HOSPITAL OF SO CAL | 341621 | 1998 | F14658 | ICE, DETROIT DIESEL, 12 CYLINDERS, TURBOCHARGED, AFTERCOOLED, MODEL NO. 12V-92TA, 830 BHP, DIESEL-FUELED, DRIVING AN EMERGENCY ELECTRICAL GENERATOR. | Diesel | Detroit Diesel | 12V-92TA | 553.3333 |  |  | 830 | 300 W HUNTINGTON DR | ARCADIA | 91006 | DUFFIELD BOB | (818) 5743722 | 8.17 | 0.38
967 | SC | METHODIST HOSPITAL OF SO CAL | 343084 | 1998 | F15311 | ICE, DETROIT DIESEL, 12 CYLINDERS, TURBOCHARGED, AFTERCOOLED, MODEL NO. 8123-7416 (12V-92TA), SERIAL NO. 12VF012627, 947 BHP, DIESEL, EMERGENCY GENERATOR. | Diesel | Detroit Diesel | 8123-7416 | 631.3333 |  |  | 947 | 300 W HUNTINGTON DR | ARCADIA | 91006 | DUFFIELD BOB | (818) 5743722 | 8.17 | 0.38
969 | SC | METRO WATER DIST OF SO CAL | 377123 | 2000 | F37402 | ICE, CATERPILLAR, MODEL 3516 DITA (1500 KW) , SERIAL NO. 25Z05484, DIESEL FUEL, 16 CYLINDERS, TURBOCHARGED AND AFTERCOOLED, RATED AT 2151 BHP, EMERGENCY GENERATOR. | Diesel | Caterpillar | 3516 DITA | 1500 | 1500 |  |  | 13100 BALBOA BLVD | GRANADA HILLS | 91344 | VINSONHALER LAURA | (909) 3922512 | 6.9 | 0.4
970 | SC | METRO WATER DIST OF SO CAL | 377124 | 2000 | F37400 | ICE, CATERPILLAR, MODEL 3508 DITA (900 KW), SERIAL NO. 23Z03269, DIESEL FUEL, 8 CYLINDERS, TURBOCHARGED AND AFTERCOOLED, RATED AT 1337 BHP, EMERGENCY GENERATOR | Diesel | Caterpillar | 3508 DITA | 900 | 900 |  |  | 3972 VALLEY VIEW AVE | YORBA LINDA | 92886 | VINSONHALER LAURA | (909) 3922512 | 6.9 | 0.4
971 | SC | METRO WATER DIST OF SO CAL | 377165 | 2000 | F37401 | ICE, CATERPILLAR, MODEL 3516 DITA (1500 KW), SERIAL NO. 25Z05485, DIESEL FUEL, 16 CYLINDERS, TURBOCHARGED AND AFTERCOOLED, RATED AT 2151 BHP, DRIVING AN EMERGENCY STAND-BY GENERATOR. | Diesel | Caterpillar | 3516 DITA | 1500 | 1500 |  |  | 13100 BALBOA BLVD | GRANADA HILLS | 91344 | VINSONHALER LAURA | (909) 3922512 | 6.9 | 0.4
972 | SC | METROPLEX, LLC | 365179 | 2000 | F27837 | ICE ENGINE, CATERPILLAR, DIESEL-FUELED, EMERGENCY ELECTRICAL GENERATION, MODEL 3412, SERIAL NO. 81Z04223, TURBOCHARGED AND AFTERCOOLED, 890 BHP. | Diesel | Caterpillar | 3412 | 593.3333 |  |  | 890 | 3530 WILSHIRE BLVD | LOS ANGELES | 90010 | FARSON KRISTINE | (213) 3879713 | 6.9 | 0.4
973 | SC | METROPOLITAN STRUCTURES WEST INC | 283543 | 1993 | D77198 | ICE, CATERPILLAR, DIESEL FUELED, EMERGENCY, MODEL NO. 3512, SERIAL NO. 24Z01077, 12 CYLINDERS, TURBOCHARGED AND AFTERCOOLED, 1482 BHP. | Diesel | Caterpillar | 3512 | 988 |  |  | 1482 | 300 S GRAND AVE | LOS ANGELES | 90071 | SMITH FRED | (213) 6872011 | 8.17 | 0.38
976 | SC | METROPOLITAN WATER DIST OF SO CAL | 319040 | 1996 | F2578 | INTERNAL COMBUSTION ENGINE, CATERPILLAR, MODEL NO. 3512STD, SERIAL NO. 24Z06652, DIESEL FUEL, TWELVE CYLINDERS, TURBOCHARGED/ AFTERCOOLED, RATED AT 1482 BHP, EMERGENCY GENERATOR | Diesel | Caterpillar | 3512 STD | 988 |  |  | 1482 | 33740 BOREL RD | WINCHESTER | 92354 | VINSONHALER LAURA | (909) 3922512 | 8.17 | 0.38
977 | SC | METROPOLITAN WATER DIST OF SO CAL | 319042 | 1996 | F2579 | ICE, CATERPILLAR, MODEL NO. 3512 STD, SERIAL NO. 24Z06641, DIESEL FUEL, TWELVE CYLINDERS, TURBOCHARGED/ AFTERCOOLED, RATED AT 1482 BHP, DRIVING AN EMERGENCY GENERATOR. | Diesel | Caterpillar | 3512 STD | 988 |  |  | 1482 | 33740 BOREL RD | WINCHESTER | 92354 | VINSONHALER LAURA | (909) 3922512 | 8.17 | 0.38
978 | SC | METROPOLITAN WATER DIST OF SO CAL | 377409 | 2000 | F37343 | ICE, CATERPILLAR, MODEL 3516 DITA (1500 KW), SERIAL NO. 25205474, DIESEL FUEL, 16 CYLINDERS, TURBOCHARGED AND AFTERCOOLED, RATED AT 2151 BHP, EMERGENCY GENERATOR | Diesel | Caterpillar | 3516 DITA | 1500 | 1500 |  |  | 700 N ALAMEDA ST | LOS ANGELES | 90013 | SIMON MARK | (909) 3922512 | 6.9 | 0.4
979 | SC | METROPOLITAN WATER DIST OF SO CAL | 378946 | 2001 | F36945 | ICE, CATERPILLAR, MODEL 3512 DITA (1100 KW), SERIAL NO. 24Z03343, DIESEL FUEL, 12 CYLINDERS, TURBOCHARGED AND AFTERCOOLED, RATED AT 1586 BHP, EMERGENCY GENERATOR | Diesel | Caterpillar | 3512 DITA | 1100 | 1100 |  |  | 700 N MORENO AVE FE WEYMOUTH FILTRATION PLANT | LA VERNE | 91750 | SIMON MARK | (213) 2176660 | 6.9 | 0.4
980 | SC | METROPOLITAN WATER DISTRICT | 378947 | 2001 | F36941 | ICE, DETROIT DIESEL, MODEL 7243-7406 (24V-71TA), SERIAL NO. 504986, DIESEL, 24 CYLINDERS, TURBOCHARGED AND AFTERCOOLED, RATED AT 1550 BHP, EMERGENCY GENERATOR | Diesel | Detroit Diesel | 7243-7406 | 1033.3333 |  |  | 1550 | 700 N MORENO AVE | LA VERNE | 91750 | SIMON MARK | (213) 2176660 | 6.9 | 0.4
981 | SC | METROPOLITAN WATER DISTRICT OF SO CAL | 288405 | 1994 | D79479 | PORTABLE ICE, CATERPILLAR, DIESEL-FUELED, EMERGENCY ELECTRICAL GENERATION, MODEL NO. 3412 DIT, SERIAL NO. 81Z11279, TURBO-CHARGED, AFTERCOOLED, 12 CYLINDERS, 749 BHP. | Diesel | Caterpillar | 3412 DIT | 499.3333 |  |  | 749 | VARIOUS LOCATIONS IN SCAQMD | LOS ANGELES | 90054 | SIMON MARK | (213) 2176660 | 8.17 | 0.38
982 | SC | METROPOLITAN WATER DISTRICT OF SO CAL | 378849 | 2000 | F36938 | INTERNAL COMBUSTION ENGINE, DETROIT DIESEL, MODEL 9123-7416 (12V-149TIB), SERIAL NO. 12E00100995, DIESEL FUEL, 12 CYLINDERS, TURBOCHARGED AND AFTERCOOLED, RATED AT 1750 BHP, DRIVING AN EMERGENCY STAND-BY GENERATOR. | Diesel | Detroit Diesel | 9123-7416 | 1166.6667 |  |  | 1750 | 33752 E NEWPORT RD | WINCHESTER | 92596 | SIMON MARK | (213) 2176660 | 6.9 | 0.4
984 | SC | MICRON PC WEB SVCS, INC - HOSTPRO | 369495 | 2000 | F32578 | ICE, CATERPILLAR, MODEL NO. 3512B DITA, DIESEL, TURBOCHARGED, AFTERCOOLED, RATED AT 2155 BHP, EMERGENCY GENERATOR. | Diesel | Caterpillar | 3512B DITA | 1436.6667 |  |  | 2155 | 3250 WILSHIRE BLVD | LOS ANGELES | 90010 | PARK LEX | (208) 4932043 | 6.9 | 0.4
985 | SC | MIDWAY HOSPITAL MEDICAL CENTER | 280683 | 1993 | D76568 | ICE, DETROIT, MODEL NO. V-12-717, DIESEL FUELED, EMERGENCY, TURBOCHARGED, 12 CYLINDERS, 575 BHP | Diesel | Detroit Diesel | V12-717 | 383.3333 |  |  | 575 | 5925 SAN VICENTE BLVD | LOS ANGELES | 90019-6696 | KLINE GORDON | (213) 9383161 | 8.17 | 0.38
986 | SC | MEDTRONIC MINIMED, INC. | 363488 | 1999 | F23725 | ICE, CATERPILLAR, 12 CYLINDERS, TURBOCHARGED, AFTERCOOLED, MODEL NO. 3512 DITA (1250 KW), 1801 BHP, DIESEL-FUELED, EMERGENCY GENERATOR. | Diesel | Caterpillar | 3512 DITA | 1250 | 1250 |  |  | 18000 DEVONSHIRE ST | NORTHRIDGE | 91330 | LICHAVCO GINGER | (818) 3622358 | 8.17 | 0.38
987 | SC | MIOTEL CORP, MIOTEL HOTEL CORP DBA | 324479 | 1997 | F5427 | ICE, CATERPILLAR MODEL SR-4, DIESEL, EMERGENCY, SERIAL NO. 6FA04303, TURBOCHARGED, 12 CYLINDERS, TWO CYCLE, 749 BHP AT 1800 RPM. | Diesel | Caterpillar | SR-4 | 499.3333 |  |  | 749 | 8555 BEVERLY BLVD | LOS ANGELES | 90048 | JOHNSON CYNTHIA | (310) 2785444 | 6.9 | 0.4
988 | SC | MISSION HOSPITAL REGIONAL MEDICAL CENTER | 359060 | 1999 | F22015 | ICE, CUMMINS MODEL NO. KTA19-G4, 6 CYLINDERS,TURBOCHARGED, AFTERCOOLED, 755 BHP, DIESEL, EMERGENCY GENERATOR | Diesel | Cummins | KTA19-G4 | 503.3333 |  |  | 755 | 27700 MEDICAL CENTER RD | MISSION VIEJO | 92591 | NEAL GLENN | (949) 3647751 | 8.17 | 0.38
989 | SC | MISSION VIEJO MED DEV CO,MISSION H R M C | 242425 | 1990 | D61307 | ICE, CATERPILLAR MODEL NO. 3512/1100, DIESEL, 12 CYLINDERS, FOUR CYCLE, EMERGENCY, TURBOCHARGED, AFTERCOOLED, 1575 BHP. | Diesel | Caterpillar | 3512 | 1050 |  |  | 1575 | 27700 MEDICAL CENTER RD | MISSION VIEJO | 92691 | SICHLEY BRUCE | (714) 3647784 | 8.17 | 0.38
990 | SC | MISSION VIEJO MED DEV CO,MISSION H R M C | 279941 | 1993 | D72765 | ICE, MITSUBISHI, NO. S16N-PT, DIESEL, EMERGENCY, TURBOCHARGED, AFTERCOOLED, 16 CYLINDERS, 1750 BHP. | Diesel | Mitsubishi | S16N-PT | 1166.6667 |  |  | 1750 | 27700 MEDICAL CENTER RD | MISSION VIEJO | 92691 | SICHLEY BRUCE | (714) 3647784 | 8.17 | 0.38
991 | SC | MITSUBISHI MOTOR SALES OF AMERICA INC | 374926 | 2000 | F34791 | ICE, VOLVO PENTA, MODEL TAD1631GE, SERIAL NO. 2160037809, TURBOCHARGED, AFTERCOOLED, DIESEL, EMERGENCY GENERATOR, 730 BHP. | Diesel | Volvo | TAD1631GE | 486.6667 |  |  | 730 | 6400 & 6440 KATELLA AVE | CYPRESS | 90630 | SPROWL WALT | (714) 3726218 | 6.9 | 0.4
992 | SC | MOBIL OIL CORP, WEST COAST PIPELINES | 291741 | 1994 | D82186 | ICE, CUMMINS, 16 CYLINDERS, TURBOCHARGED, AFTERCOOLED, MODEL NO. KTTA50-G2, 2220 BHP, DIESEL-FUELED, EMERGENCY | Diesel | Cummins | KTTA50-G2 | 1480 |  |  | 2220 | 551 PILCHARD ST | TERMINAL ISLAND | 90503 | RICHARDSON KELLY | (310) 2124248 | 8.17 | 0.38
993 | SC | MOBIL OIL CORP,WEST COAST PIPELINES GNRL | 291740 | 1994 | D82185 | ICE, CUMMINS, 16 CYLINDERS, TURBOCHARGED, AFTERCOOLED, MODEL NO. KTA38-G1, 1135 BHP, DIESEL-FUELED, EMERGENCY | Diesel | Cummins | KTA38-G1 | 756.6667 |  |  | 1135 | 799 S SEASIDE AVE | TERMINAL ISLAND | 90731 | WIEBE KURT | (714) 5567992 | 8.17 | 0.38
995 | SC | MORENO VALLEY CITY | 364134 | 1999 | F23964 | ICE, CATERPILLAR, 12 CYLINDERS, TURBOCHARGED, AFTERCOOLED, MODEL NO. 3412 DISTA (750 KW), 1109 BHP, DIESEL, EMERGENCY GENERATOR | Diesel | Caterpillar | 3412 DISTA | 750 | 750 |  |  | 14177 FREDERICK ST | MORENO VALLEY | 92553 | ROSS DAVID | (909) 4133130 | 8.17 | 0.38
996 | SC | MORLIN MANAGEMENT CORP, HIRO REAL ESTATE | 379058 | 2001 | F36290 | ICE, DETROIT DIESEL, 12 CYLINDERS, TURBOCHARGED, AFTERCOOLED, MODEL NO. R123-7K35 (679 KW), SERIAL NO. 5352001119, 910 BHP, DIESEL, EMERGENCY | Diesel | Detroit Diesel | R123-7K35 | 679 | 679 |  |  | 617 W 7TH ST STE 1010 | LOS ANGELES | 90017 | MOORE TIM | (213) 6224442 | 6.9 | 0.4
997 | SC | MOTION PICTURE & TELEVISION FUND | 272655 | 1992 | D63387 | ICE, CATERPILLAR, DIESEL, EMERGENCY, MODEL 3412, TURBOCHARGED, AFTERCOOLED, 12 CYLINDERS, 890 BHP | Diesel | Caterpillar | 3412 | 593.3333 |  |  | 890 | 23388 MULHOLLAND DR | WOODLAND HILLS | 91364-2792 | SPALINGER MICHAEL | (818) 8761180 | 8.17 | 0.38
999 | SC | MOULTON NIGUEL WATER DIST | 198182 | 1989 | D13343 | ICE, CATERPILLAR, DIESEL, EMERGENCY, MODEL 3406 B/4RG00222, TURBOCHARGED, AFTERCOOLED, 6 CYLINDERS, 518 BHP. | Diesel | Caterpillar | 3406 | 345.3333 |  |  | 518 | 31447 NIGUEL RD | LAGUNA NIGUEL | 92677 | SMITH JAMES E. | (714) 6432006 | 8.17 | 0.38
1000 | SC | MOULTON NIGUEL WATER DIST | 198184 | 1989 | D13829 | ICE, CATERPILLAR, DIESEL, EMERGENCY, MODEL 3412, SN 81Z04431, TURBOCHARGED, AFTERCOOLED, 12 CYLINDERS, 749 BHP. | Diesel | Caterpillar | 3412 | 499.3333 |  |  | 749 | 24271 CROWN VALLEY PKY | LAGUNA NIGUEL | 92677 | SMITH JAMES E. | (714) 6432006 | 8.17 | 0.38
1001 | SC | MOULTON NIGUEL WATER DISTRICT | 206020 | 1989 | D33401 | ICE, CATERPILLAR, NATURAL GAS FUELED, EMERGENCY GENERATOR, MODEL 3412 SITA, TURBOCHARGED, AFTERCOOLED, 8 CYLINDERS, 597 BHP, WITH A NON-SELECTIVE CATALYTIC REDUCTION SYSTEM, HOUSTON INDUSTRIAL SILENCING. | Natural Gas | Caterpillar | 3412 SITA | 398 |  |  | 597 | 26593 MEADOW CREST DR | LAGUNA HILLS | 92656 | ESQUER MARK | (714) 9681221
1002 | SC | MOULTON NIGUEL WATER DISTRICT | 241450 | 1989 | D42400 | ICE, CATERPILLAR, LPG FUELED, EMERGENCY, MODEL NO. 3412 SITA, SERIAL NO. 7DB00518, TURBOCHARGED, AFTERCOOLED, 12 CYLINDERS, 600 BHP. | LPG | Caterpillar | 3412 SITA | 400 |  |  | 600 | 27155 ALISO CREEK RD | LAGUNA NIGUEL | 92656 | HABASH CARLO | (714) 6432584
1003 | SC | MOULTON NIGUEL WATER DISTRICT | 293995 | 1994 | D85357 | ICE, CATERPILLAR MODEL 3412 SITA, LPG FUELED, 12 CYLINDERS, 565 BHP, TURBOCHARGED/ AFTERCOOLED, WITH A HOUSTON INDUSTRIAL DeNOx CATALYTIC CONVERTER, EMERGENCY GENERATOR | LPG | Caterpillar | 3412 SITA | 376.6667 |  |  | 565 | 27133 WOOD CANYON DR | ALISO VIEJO | 92656 | HABASH CARLO | (714) 6432584
1004 | SC | MOULTON NIGUEL WATER DISTRICT | 349798 | 1998 | F19442 | ICE, CATERPILLAR MODEL NO. 3508 DITA (1000 KW), DIESEL, EMERGENCY, EIGHT CYLINDERS, TURBOCHARGED AND AFTERCOOLED, RATEDAT 1465 BHP. | Diesel | Caterpillar | 3508 DITA | 1000 | 1000 |  |  | 28386 ALICIA PKY | LAGUNA NIGUEL | 92677 | WILLIAMS JOHN | (949) 4253525 | 8.17 | 0.38
1007 | SC | MT. SAN ANTONIO COMMUNITY COLLEGE | 172123 | 1988 | D20763 | ICE, CATERPILLAR, DIESEL, EMERGENCY, MODEL 3516TA, TURBOCHARGED, AFTERCOOLED, 16 CYLINDERS 2149 BHP. | Diesel | Caterpillar | 3516 TA | 1432.6667 |  |  | 2149 | 1100 N GRAND AVE | WALNUT | 91789 | SNEED ROGER | (909) 5945611 | 8.17 | 0.38
1008 | SC | MT. SAN ANTONIO COMMUNITY COLLEGE | 172124 | 1988 | D20764 | ICE, CATERPILLAR, DIESEL, EMERGENCY, MODEL 3516TA, TURBOCHARGED, AFTERCOOLED, 16 CYLINDERS 2149 BHP. | Diesel | Caterpillar | 3516 TA | 1432.6667 |  |  | 2149 | 1100 N GRAND AVE | WALNUT | 91789 | SNEED ROGER | (909) 5945611 | 8.17 | 0.38
1010 | SC | NAKANO FOODS, INC. | 143979 | 1986 | M57430 | ICE, CUMMINS, DIESEL, EMR, MODEL KTA1150-GS1, 565 BHP, 365 KW | Diesel | Cummins | KTA1150-GS1 | 365 | 365 |  |  | 10037 E 8TH ST | RANCHO CUCAMONGA | 91730 | PAPAI RON | (909) 9894211 | 11 | 0.53
1011 | SC | NASA JET PROPULSION LAB | 285219 | 1993 | D89305 | ICE, CUMMINS, EMERGENCY, MODEL NTTA 855 GS2, SERIAL NO. H880147524, 6 CYLINDERS, TURBOCHARGED/ AFTERCOOLED, 535 BHP | Diesel | Cummins | NTTA855-GS2 | 356.6667 |  |  | 535 | 4800 OAK GROVE DR | PASADENA | 91109 | PHAM JAMES | (818) 3549579 | 8.17 | 0.38
1012 | SC | NASA JET PROPULSION LAB | 325571 | 1997 | F6089 | ICE, DETROIT DIESEL, CATERPILLAR, DIESEL, EMERGENCY, MODEL NO. 3516 DITA, 16 CYLINDERS, SERIAL NUMBER 25Z05039, TURBOCHARGED AND AFTERCOOLED, 2151 BHP. | Diesel | Caterpillar | 3516 DITA | 1434 |  |  | 2151 | 4800 OAK GROVE DR | PASADENA | 91109 | PHAM JAMES | (818) 3549579 | 8.17 | 0.38
1013 | SC | NASA JET PROPULSION LAB | 333459 | 1997 | F10324 | ICE, CATERPILLAR, 16 CYLINDERS, TURBOCHARGED, AFTERCOOLED, MODEL NO. 3516 DITA, 2151 BHP, DIESEL, EMERGENCY GENERATOR | Diesel | Caterpillar | 3516 DITA | 1434 |  |  | 2151 | 4800 OAK GROVE DR | PASADENA | 91109 | PHAM JAMES | (818) 3549579 | 8.17 | 0.38
1014 | SC | NASA JET PROPULSION LAB | 333460 | 1997 | F10325 | ICE, CATERPILLAR, 16 CYLINDERS, TURBOCHARGED, AFTERCOOLED, MODEL NO. 3516 DITA, 2151 BHP, DIESEL, EMERGENCY GENERATOR | Diesel | Caterpillar | 3516 DITA | 1434 |  |  | 2151 | 4800 OAK GROVE DR | PASADENA | 91109 | PHAM JAMES | (818) 3549579 | 8.17 | 0.38
1015 | SC | NASA JET PROPULSION LAB | 350183 | 1999 | F19914 | ICE, DETROIT DIESEL, 8 CYLINDERS, TURBOCHARGED, AFTERCOOLED, MODEL NO. 8083-7405 (8V-92TA), 568 BHP, DIESEL, EMERGENCY GENERATOR | Diesel | Detroit Diesel | 8083-7405 | 378.6667 |  |  | 568 | 4800 OAK GROVE DR | PASADENA | 91109 | PHAM JAMES | (818) 3549579 | 6.9 | 0.4
1016 | SC | NATCO | 355006 | 1999 | F21601 | ICE, CATERPILLAR, TURBOCHARGED AND AFTERCOOLED, MODEL D398, SERIAL NO. 66B7748, 940 BHP, DIESEL-FUELED, DRIVING AN ELECTRICAL GENERATOR. | Diesel | Caterpillar | D398 | 626.6667 |  |  | 940 | VARIOUS LOCATIONS IN SCAQMD | DIAMOND BAR | 91765 | PAGENDARM BILL | (800) 3237100 | 8.17 | 0.38
1017 | SC | NATCO | 355009 | 1999 | F21602 | ICE, CATERPILLAR, TURBOCHARGED AND AFTERCOOLED, MODEL D398, SERIAL NO. 66B7753, 940 BHP, DIESEL-FUELED, DRIVING AN ELECTRICAL GENERATOR. | Diesel | Caterpillar | D398 | 626.6667 |  |  | 940 | VARIOUS LOCATIONS IN SCAQMD | DIAMOND BAR | 91765 | PAGENDARM BILL | (800) 3237100 | 8.17 | 0.38
1018 | SC | NATCO | 359632 | 1999 | F23397 | ICE, CATERPILLAR, TURBOCHARGED AND AFTERCOOLED, MODEL D398, SERIAL NO. 66B6741, 940 BHP, DIESEL-FUELED, DRIVING AN ELECTRIC GENERATOR. | Diesel | Caterpillar | D398 | 626.6667 |  |  | 940 | VARIOUS LOCATIONS IN SCAQMD | DIAMOND BAR | 91765 | PAGENDARM BILL | (800) 3237100 | 8.17 | 0.38
1019 | SC | NATCO | 359633 | 1999 | F23398 | ICE, CATERPILLAR, TURBOCHARGED AND AFTERCOOLED, MODEL D398, SERIAL NO. 66B3062, 940 BHP, DIESEL-FUELED, DRIVING AN ELECTRIC GENERATOR. | Diesel | Caterpillar | D398 | 626.6667 |  |  | 940 | VARIOUS LOCATIONS IN SCAQMD | DIAMOND BAR | 91765 | PAGENDARM BILL | (800) 3237100 | 8.17 | 0.38
1020 | SC | NATIONAL BROADCASTING CO INC(NBC) | 305512 | 1995 | D92545 | ICE NO. 1, CATERPILLAR MODEL 3516, SERIAL NO. 25200840, DIESEL, EMERGENCY, TURBOCHARGED, 16 CYLINDERS, 2153 BHP | Diesel | Caterpillar | 3516 | 1435.3333 |  |  | 2153 | 3000 W ALAMEDA AVE | BURBANK | 91523-0001 | TANKERSON LAURA L. | (818) 8404529 | 8.17 | 0.38
1021 | SC | NATIONAL BROADCASTING CO INC(NBC) | 305513 | 1995 | D92546 | ICE NO. 2, CATERPILLAR MODEL 3516, SERIAL NO. 25700606, DIESEL, EMERGENCY, TURBOCHARGED, 16 CYLINDERS, 2153 BHP | Diesel | Caterpillar | 3516 | 1435.3333 |  |  | 2153 | 3000 W ALAMEDA AVE | BURBANK | 91523-0001 | TANKERSON LAURA L. | (818) 8404529 | 8.17 | 0.38
1022 | SC | NATIONAL BROADCASTING CO INC(NBC) | 305514 | 1995 | D92547 | ICE NO. 3, CATERPILLAR MODEL 3516, SERIAL NO. 25700605, DIESEL, EMERGENCY, TURBOCHARGED, 16 CYLINDERS, 2153 BHP | Diesel | Caterpillar | 3516 | 1435.3333 |  |  | 2153 | 3000 W ALAMEDA AVE | BURBANK | 91523-0001 | TANKERSON LAURA L. | (818) 8404529 | 8.17 | 0.38
1024 | SC | NATIONAL MEDICAL ENTER.,GARFIELD MED CTR | 211767 | 1989 | D40890 | ICE, CATERPILLAR, DIESEL, EMERGENCY, MODEL NO. G-349, SERIAL NO. 93R89, 16 CYLINDERS, NATURALLY ASPIRATED, 600 BHP | Diesel | Caterpillar | G349 | 400 |  |  | 600 | 525 N GARFIELD AVE | MONTEREY PARK | 91754 | QUIJADA JOE | (626) 3072016 | 8.17 | 0.38
1025 | SC | NATIONAL RAILROAD PASSENGER CORP-AMTRAK | 277018 | 1993 | D69118 | ICE, EMERGENCY, CATERPILLAR, DIESEL, MODEL NO. 3512 TA, FOUR CYCLE, TURBOCHARGED, AFTERCOOLED, TWELVE CYLINDERS, 1425 BHP @ 1800 RPM, 1000KW | Diesel | Caterpillar | 3512 TA | 1000 | 1000 |  |  | 7920 LINDBERGH DR | RIVERSIDE | 92508 | SOLTES THOMAS J. | (714) 2787780 | 8.17 | 0.38
1026 | SC | NETWORK TELEPHONE SERVICES INC, FAC DEPT | 334173 | 1997 | F10401 | ICE, CATERPILLAR, 6 CYLINDERS, TURBOCHARGED, AFTERCOOLED, MODEL NO. 3406 DITA (400 KW), SERIAL NO. 4ZR02701, 587 BHP, DIESEL, EMERGENCY GENERATOR | Diesel | Caterpillar | 3406 DITA | 400 | 400 |  |  | 6203 VARIEL AVE | WOODLAND HILLS | 91367 | MAXON GEORGE | (818) 2271132
1029 | SC | NEXTLINK CALIFORNIA INC | 366522 | 2000 | F37606 | ICE, CUMMINS, EMERGENCY, MODEL NO. KTA19-G4, SERIAL NO. 37190026, DIESEL, SIX CYLINDERS, TURBOCHARGED AND AFTERCOOLED, 755 BHP. | Diesel | Cummins | KTA19-G4 | 503.3333 |  |  | 755 | 1924 DEERE AVE | SANTA ANA | 92705 | BRADLEY VICTOR | (949) 4177800 | 6.9 | 0.4
1030 | SC | NEXTLINK CALIFORNIA INC | 367624 | 2000 | F37604 | ICE, CUMMINS, EMERGENCY, MODEL KTA19-G4, DIESEL, SIX CYLINDER, TURBOCHARGED AND AFTERCOOLED, 755 BHP. | Diesel | Cummins | KTA19-G4 | 503.3333 |  |  | 755 | 1924 DEERE AVE | SANTA ANA | 92705 | BRADLEY VICTOR | (949) 4177800 | 6.9 | 0.4
1031 | SC | NIKKEN USA, LTD. | 350512 | 1999 | F19700 | ICE, DETROIT DIESEL, 12 CYLINDERS, TURBOCHARGED, AFTERCOOLED, MODEL NO. 12V-92TA, 830 BHP, DIESEL, EMERGENCY GENERATOR | Diesel | Detroit Diesel | 12V-92TA | 553.3333 |  |  | 830 | 52 DISCOVERY | IRVINE | 92618 | CHAVEZ AL | (949) 7892000 | 8.17 | 0.38
1032 | SC | NIKKEN USA, LTD. | 356077 | 1999 | F21078 | ICE, DETROIT DIESEL, 12 CYLINDER, TURBOCHARGED, AFTERCOOLED, MODEL NO. R123-7K05 (12V-2000 G70), 910 BHP, DIESEL FUELED, DRIVING AN EMERGENCY ELECTRICAL GENERATOR. | Diesel | Detroit Diesel | R123-7K05 | 606.6667 |  |  | 910 | 52 DISCOVERY | IRVINE | 92618 | CHAVEZ AL | (949) 7892000 | 8.17 | 0.38
1033 | SC | NISSAN MOTOR CORP IN U.S.A. | 201715 | 1989 | D72050 | ICE, CATERPILLAR, DIESEL FUELED, EMERGENCY, MODEL 3412DI, SERIAL NO. 81203457, NATURALLY ASPIRATED, 12 CYLINDERS, FOUR CYCLES, 890 BHP. | Diesel | Caterpillar | 3412 DI | 593.3333 |  |  | 890 | 18600 S FIGUEROA ST | CARSON | 90248-4504 | UNKNOWN UNKNOWN | (213) 5161338 | 8.17 | 0.38
1035 | SC | NORTHRIDGE HOSPITAL MEDICAL CENTER | 352060 | 1999 | F20243 | ICE, CUMMINS, MODEL NO. VTA12800GS, SERIAL NO. DB92055257, DIESEL FUELED, EMERGENCY, TURBOCHARGED, AFTERCOOLED, 12 CYLINDERS, 670 BHP. | Diesel | Cummins | VTA12800GS | 446.6667 |  |  | 670 | 18300 ROSCOE BLVD | NORTHRIDGE | 91328 | ROARK CHARLES | (818) 8855383
1036 | SC | NORTHRIDGE HOSPITAL MEDICAL CENTER | 352061 | 1999 | F20244 | ICE, CUMMINS, MODEL NO. VTA12800GS, SERIAL NO. DD920554107, DIESEL FUELED, EMERGENCY, TURBOCHARGED, AFTERCOOLED, 12 CYLINDERS, 670 BHP. | Diesel | Cummins | VTA12800GS | 446.6667 |  |  | 670 | 18300 ROSCOE BLVD | NORTHRIDGE | 91328 | ROARK CHARLES | (818) 8855383
1037 | SC | NORTHRIDGE HOSPITAL MEDICAL CENTER | 352062 | 1999 | F20245 | ICE, CUMMINS, MODEL NO. VTA28G1, SERIAL NO. 25162850, DIESEL FUELED, EMERGENCY, TURBOCHARGED, AFTERCOOLED, 12 CYLINDERS, 760 BHP. | Diesel | Cummins | VTA28-G1 | 506.6667 |  |  | 760 | 18300 ROSCOE BLVD | NORTHRIDGE | 91328 | ROARK CHARLES | (818) 8855383
1039 | SC | NORTHRIDGE HOSPITAL MEDICAL CENTER SHERM | 352297 | 1999 | F20229 | ICE, KURTZ AND ROOT, COMPRESSION IGNITION, FOUR STROKE, NATURALLY ASPIRATED, V-12 TYPE, MODEL NO. KD-400, 700 HP, DIESEL, 400 KW GENERATOR | Diesel | Kurtz and Root | KD-400 | 400 | 400 |  |  | 14500 SHERMAN CIR | VAN NUYS | 91405 | COOK WILLIAM J. | (818) 9088675 | 6.9 | 0.4
1041 | SC | OLS ENERGY-CHINO C/O GPU INT'L., INC. | 149346 | 1986 | D61738 | ICE, DETROIT DIESEL ALLISON, NO. 2 DIESEL, COMPRESSION IGNITION, TURBOCHARGED, V-16 TYPE, MODEL NO. 16V71T, 830 HP, DRIVING A 610 KW EMERGENCY GENERATOR | Diesel | Detroit Diesel | 16V-71T | 610 | 610 |  |  | 5601 EUCALYPTUS AVE | CHINO | 91708 | WIMER BILL | (909) 5970338 | 11 | 0.53
1042 | SC | OMNITRANS | 335408 | 1997 | F18319 | ICE, CATERPILLAR MODEL NO. G3412TA, SERIAL 7DB01374, SPARK IGNITED, FOUR CYCLE, TWELVE CYLINDER, NATURAL GAS FIRED, 607 BHP, DRIVING A NATURAL GAS FUEL COMPRESSOR, TURBOCHARGED/AFTERCOOLED, THREE WAY CATALYTIC CONVERTER, MIRATECH, MODEL NO. MHS-362615-10-D2, AND AN AIR TO FUEL RATIO CONTROLLER. | Natural Gas | Caterpillar | G3412 TA | 404.6667 |  |  | 607 | 1700 W 5TH ST | SAN BERNARDINO | 92411 | RODEMEYER BOB | (909) 8890811
1043 | SC | OMNITRANS | 335409 | 1997 | F18320 | ICE, CATERPILLAR MODEL NO. G3412TA, SERIAL 7DB01387, SPARK IGNITED, FOUR CYCLE, TWELVE CYLINDER, NATURAL GAS FIRED, 607 BHP, DRIVING A NATURAL GAS FUEL COMPRESSOR, TURBOCHARGED/AFTERCOOLED, THREE WAY CATALYTIC CONVERTER, MIRATECH, MODEL NO. MHS-362615-10-D2, AND AN AIR TO FUEL RATIO CONTROLLER. | Natural Gas | Caterpillar | G3412 TA | 404.6667 |  |  | 607 | 1700 W 5TH ST | SAN BERNARDINO | 92411 | RODEMEYER BOB | (909) 8890811
1044 | SC | OMNITRANS | 343874 | 1998 | F17921 | ICE, VOLVO, MODEL NO. TAD1232GE, SERIAL NO. 2120246596, DIESEL FUELED, EMERGENCY ELECTRICAL GENERATION, 6 CYLINDERS, TURBOCHARGED AND AFTERCOOLED, 533 BHP. | Diesel | Volvo | TAD1232GE | 355.3333 |  |  | 533 | 1700 W 5TH ST | SAN BERNARDINO | 92411 | RODEMEYER BOB | (909) 8890811 | 6.9 | 0.4
1045 | SC | ONTARIO CITY, PUBLIC SERVICE DEPT | 348414 | 1998 | F18299 | ICE, CATERPILLAR, 6 CYLINDERS, TURBOCHARGED, AFTERCOOLED, MODEL NO. 3406 DITA (400 KW), 587 BHP, DIESEL, EMERGENCY GENERATOR | Diesel | Caterpillar | 3406 DITA | 400 | 400 |  |  | 1425 S BON VIEW AVE | ONTARIO | 91761 | WATSON DENNIS | (714) 3912507 | 6.9 | 0.4
1046 | SC | ONTARIO HOTEL ASSOCIATES, LLC | 324574 | 1997 | F5536 | ICE, CATERPILLAR, DIESEL, EMERGENCY, MODEL NO. 3408, SERIAL NO. 78201834, TURBOCHARGED, AFTERCOOLED, 8 CYLINDERS, 600 BHP | Diesel | Caterpillar | 3408 | 400 |  |  | 600 | 700 N HAVEN AVE | ONTARIO | 91764 | KRUG DALE | (909) 4811752 | 6.9 | 0.4
1048 | SC | OPERATING ENGINEERS PENSION TRUST FUND | 235624 | 1990 | D33368 | ICE, CUMMINS, DIESEL, EMERGENCY, MODEL NO. VTA 28 G2, SERIAL NO. 680FDR7128JJ, 12 CYLINDERS, TURBOCHARGED AND AFTERCOOLED, 900 BHP | Diesel | Cummins | VTA28-G2 | 600 |  |  | 900 | 301 N LAKE ST | PASADENA | 91101 | MANNING BRUCE | (818) 3561009 | 8.17 | 0.38
1049 | SC | OR CO, SHERIFF DEPT, FAC OPERATIONS | 255840 | 1991 | D59878 | ICE, CATERPILLAR, DIESEL, EMERGENCY, MODEL NO. 3512, TURBOCHARGED, AFTERCOOLED, 12 CYLINDERS, 1575 BHP | Diesel | Caterpillar | 3512 | 1050 |  |  | 1575 | 501 CITY DR | ORANGE | 92868 | FREER LUCILLE | (714) 5677785 | 8.17 | 0.38
1050 | SC | OR CO, SHERIFF DEPT, FAC OPERATIONS | 257757 | 1991 | D45193 | ICE, CATERPILLAR, DIESEL, EMERGENCY, MODEL NO. 3412, SERIAL NO. 81Z05690, TURBOCHARGED, AFTERCOOLED, 12 CYLINDERS, 755 BHP | Diesel | Caterpillar | 3412 | 503.3333 |  |  | 755 | 550 N FLOWER ST | SANTA ANA | 92703 | ZUHLKE B. | (714) 5677734 | 8.17 | 0.38
1051 | SC | OR CO, SHERIFF DEPT, FAC OPERATIONS | 257758 | 1991 | D45174 | ICE, CATERPILLAR, DIESEL, EMERGENCY, MODEL NO. 3412, SERIAL NO. 81Z05684, TURBOCHARGED, AFTERCOOLED, 12 CYLINDERS, 755 BHP | Diesel | Caterpillar | 3412 | 503.3333 |  |  | 755 | 550 N FLOWER ST | SANTA ANA | 92703 | ZUHLKE B. | (714) 5677734 | 8.17 | 0.38
1052 | SC | OR CO, SHERIFF DEPT, FAC OPERATIONS | 262954 | 1992 | D64769 | ICE, DETROIT DIESEL, MODEL NO. 8163-7416, DIESEL, EMERGENCY, ELECTRICAL GENERATOR DRIVER, TURBOCHARGED, AFTERCOOLED, 16 CYLINDERS, 1170 BHP. | Diesel | Detroit Diesel | 8163-7416 | 780 |  |  | 1170 | 2644 SANTIAGO CYN RD | ORANGE | 92701 | DAVIDSON STAN | (714) 5677725 | 8.17 | 0.38
1053 | SC | OR CO, SHERIFF DEPT, FAC OPERATIONS | 262955 | 1992 | D64770 | ICE, DETROIT DIESEL, MODEL NO. 8163-7416, DIESEL, EMERGENCY, ELECTRICAL GENERATOR DRIVER, TURBOCHARGED, AFTERCOOLED, 16 CYLINDERS, 1170 BHP. | Diesel | Detroit Diesel | 8163-7416 | 780 |  |  | 1170 | 2644 SANTIAGO CYN RD | ORANGE | 92701 | DAVIDSON STAN | (714) 5677725 | 8.17 | 0.38
1054 | SC | OR CO, SHERIFF DEPT, FAC OPERATIONS | 363985 | 2000 | F23879 | ICE, CUMMINS, 12 CYLINDERS, TURBOCHARGED, AFTERCOOLED, MODEL NO. QST30-G2 (800 KW), 1200 BHP, DIESEL, EMERGENCY | Diesel | Cummins | QST30-G2 | 800 | 800 |  |  | 501 CITY DR | ORANGE | 92868 | FREER LUCILLE | (714) 5677785 | 6.9 | 0.4
1055 | SC | ORANGE CO, ORANGEWOOD CHILDRENS HOME | 353165 | 1999 | F20477 | ICE, CUMMINS, 6 CYLINDERS, TURBOCHARGED, AFTERCOOLED, MODEL NO. KTA-19-G4, 755 BHP, DIESEL, EMERGENCY | Diesel | Cummins | KTA19-G4 | 503.3333 |  |  | 755 | 401 THE CITY DR | ORANGE | 92868 | HOBBS TIM | (714) 5417849 | 8.17 | 0.38
1056 | SC | ORANGE CO, PFRD/FACILITIES OPERATIONS | 298644 | 1994 | D87286 | ICE, EMERGENCY, DETROIT DIESEL, MODEL 8V-92TA, DIESEL, EIGHT CYLINDERS, TWO CYCLE, LEAN BURN, TURBOCHARGED, 568 BHP | Diesel | Detroit Diesel | 8V-92TA | 378.6667 |  |  | 568 | 300320 FLOWER ST | SANTA ANA | 92703 | KNOY HOMER | (714) 5677728 | 8.17 | 0.38
1057 | SC | ORANGE CO, PROBATION DEPT | 340754 | 1998 | F15744 | ICE, CUMMINS, 6 CYLINDERS, TURBOCHARGED, AFTERCOOLED, MODEL NO. NTA855-G3, 535 BHP, DIESEL, EMERGENCY | Diesel | Cummins | NTA855-G3 | 356.6667 |  |  | 535 | 19480 ROSE CANYON RD | TRABUCO CANYON | 92678 | SALCIDO JOE | (714) 8589374 | 6.9 | 0.4
1058 | SC | ORANGE COAST MEMORIAL MEDICAL CENTER | 312773 | 1996 | D97288 | ICE, CATERPILLAR, MODEL NO. 3412, SERIAL NO. 2840760, DIESEL, EMERGENCY, TURBOCHARGED, AFTERCOOLED, 12 CYLINDERS, 805 BHP. | Diesel | Caterpillar | 3412 | 536.6667 |  |  | 805 | 9920 TALBERT AVE | FOUNTAIN VALLEY | 92708 | FUERY KEN | (714) 3787025 | 8.17 | 0.38
1059 | SC | ORANGE COAST MEMORIAL MEDICAL CENTER | 312775 | 1996 | D97289 | ICE, KOHLER, MODEL NO. 500RQZD71, SERIAL NO. 283367, DIESEL, EMERGENCY, TURBOCHARGED, AFTERCOOLED, 8 CYLINDERS, 619 BHP | Diesel | Kohler | 500RQZD71 | 412.6667 |  |  | 619 | 9920 TALBERT AVE | FOUNTAIN VALLEY | 92708 | FUERY KEN | (714) 3787025 | 6.9 | 0.4
1060 | SC | ORANGE COUNTY TEACHERS FED CREDIT UNION | 294216 | 1994 | D84042 | ICE, CATERPILLAR, 6 CYLINDERS, TURBOCHARGED, AFTERCOOLED, MODEL NO. 3406 DITA (400 KW), 587 BHP, DIESEL, EMERGENCY GENERATOR | Diesel | Caterpillar | 3406 DITA | 400 | 400 |  |  | 15422 DEL AMO AVE | TUSTIN | 92780 | TODD STAN | (714) 5474141 | 8.17 | 0.38
1063 | SC | ORANGE, COUNTY OF - GSA FACILITY OPS | 356847 | 1999 | F35919 | ICE, CUMMINS, MODEL NO. NTA855-G5, TURBOCHARGED, AFTERCOOLED, DIESEL FUELED, DRIVING AN EMERGENCY ELECTRICAL GENERATOR, 605 BHP. | Diesel | Cummins | NTA855-G5 | 403.3333 |  |  | 605 | 32951 ORTEGA HWY | LAKE ELSINORE | 92332 | LUS CHARLES | (714) 5677719 | 6.9 | 0.4
1064 | SC | ORANGE, COUNTY OF - JOHN WAYNE AIRPORT | 214445 | 1989 | D34585 | ICE NO. 3, CATERPILLAR DIESEL-FUELED, EMERGENCY ELECTRICAL GENERATION, MODEL 3406, SERIAL NO. JJ00339, TURBOCHARGED, AFTERCOOLED, 6 CYLINDERS, 518 BHP. | Diesel | Caterpillar | 3406 | 345.3333 |  |  | 518 | 18601 AIRPORT WAY NORTH | SANTA ANA | 92707 | GRIFFITH BRITT | (714) 2525269 | 8.17 | 0.38
1065 | SC | ORANGE, COUNTY OF - JOHN WAYNE AIRPORT | 214446 | 1989 | D34584 | ICE NO. 4, CATERPILLAR DIESEL-FUELED, EMERGENCY ELECTRICAL GENERATION, MODEL 3406, SERIAL NO. JJ00342, TURBOCHARGED, AFTERCOOLED, 6 CYLINDERS, 518 BHP. | Diesel | Caterpillar | 3406 | 345.3333 |  |  | 518 | 18601 AIRPORT WAY NORTH | SANTA ANA | 92707 | GRIFFITH BRITT | (714) 2525269 | 8.17 | 0.38
1066 | SC | ORANGE, COUNTY OF - JOHN WAYNE AIRPORT | 240514 | 1990 | D35740 | ICE NO. 1, CUMMINS, DIESEL, EMERGENCY, MODEL KTTA 19-GS21/GC2, SERIAL NO. 890252346, TURBOCHARGED, AFTERCOOLED, 6 CYLINDERS, 738 BHP | Diesel | Cummins | KTTA19-GS1/GS2 | 492 |  |  | 738 | 18601 AIRPORT WAY NORTH | SANTA ANA | 92707 | GRIFFITH BRITT | (714) 2525269 | 8.17 | 0.38
1067 | SC | ORANGE, COUNTY OF - JOHN WAYNE AIRPORT | 240515 | 1990 | D35742 | ICE NO. 2, CUMMINS, DIESEL, EMERGENCY, MODEL KTTA 19-GS21/GC2, SERIAL NO. 890253448, TURBOCHARGED, AFTERCOOLED, 6 CYLINDERS, 738 BHP | Diesel | Cummins | KTTA19-GS21/GC2 | 492 |  |  | 738 | 18601 AIRPORT WAY NORTH | SANTA ANA | 92707 | GRIFFITH BRITT | (714) 2525269 | 8.17 | 0.38
1068 | SC | ORANGE, COUNTY OF - JOHN WAYNE AIRPORT | 328971 | 1997 | F7912 | ICE, CATERPILLAR, 6 CYLINDERS, TURBOCHARGED, AFTERCOOLED, MODEL NO. 3406 DITA (400 KW), SERIAL NO. 42R02450, 587 BHP, DIESEL, EMERGENCY GENERATOR | Diesel | Caterpillar | 3406 DITA | 400 | 400 |  |  | 18601 AIRPORT WAY NORTH | SANTA ANA | 92707 | GRIFFITH BRITT | (714) 2525269 | 6.9 | 0.4
1069 | SC | ORANGE, COUNTY OF - SANITATION DISTRICT | 133994 | 1985 | D11231 | ICE NO. 2, CATERPILLAR, COMPRESSION-IGNITION, FOUR-STROKE, TURBOCHARGED-AFTERCOOLED, V-12 TYPE, MODEL NO. 3512, SER. NO. 24Z01551, 1482 HP, DIESEL OIL-FIRED, DRIVING A 1000 KW EMERGENCY ELECTRIC GENERATOR. | Diesel | Caterpillar | 3512 | 1000 | 1000 |  |  | 10844 ELLIS AVE | FOUNTAIN VALLEY | 92728 | AHN TERRY | (714) 5937082 | 11 | 0.53
1070 | SC | ORANGE, COUNTY OF - SANITATION DISTRICT | 133995 | 1985 | D11232 | ICE NO. 1, CATERPILLAR, COMPRESSION-IGNITION, FOUR-STROKE, TURBOCHARGED-AFTERCOOLED, V-12 TYPE, MODEL NO. 3512, SER. NO. 24Z01548, 1482 HP, DIESEL OIL-FIRED, DRIVING A 1000 KW EMERGENCY ELECTRIC GENERATOR. | Diesel | Caterpillar | 3512 | 1000 | 1000 |  |  | 10844 ELLIS AVE | FOUNTAIN VALLEY | 92728 | AHN TERRY | (714) 5937082 | 11 | 0.53
1071 | SC | ORANGE, COUNTY OF - SANITATION DISTRICT | 134619 | 1985 | D11233 | ICE NO. 3, CATERPILLAR, COMPRESSION-IGNITION, FOUR-STROKE, TURBOCHARGED AFTERCOOLED. V-12 TYPE, MODEL NO. 3512, SER. NO. 24Z01552, 1482 HP, DIESEL OIL-FIRED, DRIVING A 1000 KW EMERGENCY ELECTRIC GENERATOR. | Diesel | Caterpillar | 3512 | 1000 | 1000 |  |  | 10844 ELLIS AVE | FOUNTAIN VALLEY | 92728 | AHN TERRY | (714) 5937082 | 11 | 0.53
1072 | SC | ORANGE, COUNTY OF - SANITATION DISTRICT | 135464 | 1985 | D11234 | ICE NO. 4, CATERPILLAR, COMPRESSION-IGNITION, FOUR-STROKE, TURBOCHARGED AFTERCOOLED. V-12 TYPE, MODEL NO. 3512, SER. NO. 24Z01540, 1482 HP, DIESEL OIL-FIRED, DRIVING A 1000 KW EMERGENCY ELECTRIC GENERATOR. | Diesel | Caterpillar | 3512 | 1000 | 1000 |  |  | 10844 ELLIS AVE | FOUNTAIN VALLEY | 92728 | AHN TERRY | (714) 5937082 | 11 | 0.53
1073 | SC | ORANGE, COUNTY OF - SANITATION DISTRICT | 240523 | 1990 | D66612 | ICE, CATERPILLAR, MODEL NO. 3406BTA, DIESEL FUELED, EMERGENCY ELECTRICAL GENERATOR DRIVER, TURBOCHARGED, AFTERCOOLED, 6 CYLINDERS, 587 BHP. | Diesel | Caterpillar | 3406B TA | 391.3333 |  |  | 587 | 290 E COAST HWY | NEWPORT BEACH | 92660 | MAY DENNIS | (714) 9622411 | 8.17 | 0.38
1074 | SC | ORANGE, COUNTY OF - SANITATION DISTRICT | 311881 | 1996 | D98220 | ICE, DETROIT DIESEL, DIESEL FUELED, EMERGENCY, MODEL NO. 149TI, SERIAL NO. 166223M, TURBOCHARGED-AFTERCOOLED, 16 CYLINDERS, 1400 BHP. | Diesel | Detroit Diesel | 149TI | 933.3333 |  |  | 1400 | VARIOUS LOCATIONS IN SCAQMD | FOUNTAIN VALLEY | 92728 | AHN TERRY | (714) 5937082 | 8.17 | 0.38
1075 | SC | ORANGE, COUNTY OF - SANITATION DISTRICT | 311884 | 1996 | D98221 | ICE, DETROIT DIESEL, DIESEL FUELED, EMERGENCY, MODEL NO. 149TI, SERIAL NO. CHZ228772, TURBOCHARGED-AFTERCOOLED, 16 CYLINDERS, 1400 BHP. | Diesel | Detroit Diesel | 149TI | 933.3333 |  |  | 1400 | VARIOUS LOCATIONS IN SCAQMD | FOUNTAIN VALLEY | 92728 | AHN TERRY | (714) 5937082 | 8.17 | 0.38
1076 | SC | ORANGE, COUNTY OF - SANITATION DISTRICT | 311887 | 1996 | D98222 | ICE, DETROIT DIESEL, DIESEL FUELED, EMERGENCY, MODEL NO. 149TI, SERIAL NO. 166096E, TURBOCHARGED-AFTERCOOLED, 16 CYLINDERS, 1400 BHP. | Diesel | Detroit Diesel | 149TI | 933.3333 |  |  | 1400 | VARIOUS LOCATIONS IN SCAQMD | FOUNTAIN VALLEY | 92728 | AHN TERRY | (714) 5937082 | 8.17 | 0.38
1077 | SC | ORANGE, COUNTY OF - SANITATION DISTRICT | 311889 | 1996 | D98223 | ICE, DETROIT DIESEL, DIESEL FUELED, EMERGENCY, MODEL NO. 149TI, SERIAL NO. YF216433M, TURBOCHARGED-AFTERCOOLED, 16 CYLINDERS, 1400 BHP. | Diesel | Detroit Diesel | 149TI | 933.3333 |  |  | 1400 | VARIOUS LOCATIONS IN SCAQMD | FOUNTAIN VALLEY | 92728 | AHN TERRY | (714) 5937082 | 8.17 | 0.38
1078 | SC | ORANGE, COUNTY OF - SANITATION DISTRICT | 311893 | 1996 | D98224 | ICE, DETROIT DIESEL, DIESEL FUELED, EMERGENCY, MODEL NO. 149TI, SERIAL NO. YF2164701M, TURBOCHARGED-AFTERCOOLED, 16 CYLINDERS, 1400 BHP. | Diesel | Detroit Diesel | 149TI | 933.3333 |  |  | 1400 | VARIOUS LOCATIONS IN SCAQMD | FOUNTAIN VALLEY | 92728 | AHN TERRY | (714) 5937082 | 8.17 | 0.38
1079 | SC | ORANGE, COUNTY OF - SANITATION DISTRICT | 311895 | 1996 | D98225 | ICE, DETROIT DIESEL, DIESEL, EMERGENCY, MODEL NO. 8123-7405, TURBOCHARGED-AFTERCOOLED, 12 CYLINDERS, 830 BHP (SLATER PUMP STATION) | Diesel | Detroit Diesel | 8123-7405 | 553.3333 |  |  | 830 | SLATER/GOLDEN | HUNTINGTON BEACH | 92646 | MAY DENNIS | (714) 9622411 | 8.17 | 0.38
1080 | SC | ORANGE, COUNTY OF - SANITATION DISTRICT | 346070 | 1998 | F18009 | ICE, CUMMINS, 16 CYLINDERS, TURBOCHARGED, AFTERCOOLED, MODEL NO. KTA50-G3, 1850 BHP, DIESEL-FUELED, EMERGENCY GENERATOR | Diesel | Cummins | KTA50-G3 | 1233.3333 |  |  | 1850 | 1499 MAIN ST | IRVINE | 92714 | AHN TERRY | (714) 9622411 | 8.17 | 0.38
1081 | SC | ORANGE, COUNTY OF - TRANSPORTATION DIST | 363158 | 1999 | F23654 | ICE, CUMMINS, 6 CYLINDERS, TURBOCHARGED, AFTERCOOLED, MODEL NO. KTA-19-G4, 755 BHP, DIESEL, EMERGENCY | Diesel | Cummins | KTA19-G4 | 503.3333 |  |  | 755 | 11800 WOODBURY AVE | GARDEN GROVE | 92643 | PRICE TOM | (714) 5605869 | 8.17 | 0.38
1082 | SC | ORANGE, COUNTY OF - YOUTH GUIDANCE CTR | 340755 | 1998 | F15745 | ICE, CUMMINS, 6 CYLINDERS, TURBOCHARGED, AFTERCOOLED, MODEL NO. NTA855-G3, 535 BHP, DIESEL, EMERGENCY | Diesel | Cummins | NTA855-G3 | 356.6667 |  |  | 535 | 3030 N HESPERIAN ST | SANTA ANA | 92728 | DUCKWORTH DICK | (714) 9356625 | 6.9 | 0.4
1083 | SC | ORANGE, COUNTYOF - SANITATION DISTRICT | 134616 | 1985 | D11236 | ICE NO. 1, CATERPILLAR, COMPRESSION-IGNITION, FOUR-STROKE, TURBOCHARGED-AFTERCOOLED, V-12 TYPE, MODEL NO. 3512, SER. NO. 24Z01547, 1482 HP, DIESEL, 1000 KW, EMERGENCY | Diesel | Caterpillar | 3512 | 1000 | 1000 |  |  | 22212 BROOKHURST ST | HUNTINGTON BEACH | 92646 | AHN TERRY | (714) 9622411 | 11 | 0.53
1084 | SC | ORANGE, COUNTYOF - SANITATION DISTRICT | 134617 | 1985 | D11237 | ICE NO. 2, CATERPILLAR, COMPRESSION-IGNITION, FOUR-STROKE, TURBOCHARGED-AFTERCOOLED, V-12 TYPE, MODEL NO. 3512, SER. NO. 24Z01541, 1482 HP, DIESEL, 1000 KW, EMERGENCY | Diesel | Caterpillar | 3512 | 1000 | 1000 |  |  | 22212 BROOKHURST ST | HUNTINGTON BEACH | 92646 | AHN TERRY | (714) 9622411 | 11 | 0.53
1085 | SC | ORANGE, COUNTYOF - SANITATION DISTRICT | 134622 | 1985 | D11235 | ICE NO. 3, CATERPILLAR, COMPRESSION-IGNITION, FOUR-STROKE, TURBOCHARGED-AFTERCOOLED, V-12 TYPE, MODEL NO. 3512, SER. NO. 24Z01544, 1482 HP, DIESEL, 1000 KW, EMERGENCY | Diesel | Caterpillar | 3512 | 1000 | 1000 |  |  | 22212 BROOKHURST ST | HUNTINGTON BEACH | 92646 | AHN TERRY | (714) 9622411 | 11 | 0.53
1086 | SC | ORANGE, COUNTYOF - SANITATION DISTRICT | 357971 | 1999 | F21753 | ICE, DETROIT DIESEL, 16 CYLINDER, TURBOCHARGED, AFTERCOOLED, MODEL T163-7K16, 2935 BHP, DIESEL, EMERGENCY | Diesel | Detroit Diesel | T-163-7K16 | 1956.6667 |  |  | 2935 | 22212 BROOKHURST ST | HUNTINGTON BEACH | 92646 | AHN TERRY | (714) 9622411 | 8.17 | 0.38
1087 | SC | ORANGE, COUNTYOF - SANITATION DISTRICT | 357977 | 1999 | F21752 | ICE, DETROIT DIESEL, 16 CYLINDER, TURBOCHARGED, AFTERCOOLED, MODEL T163-7K16, 2935 BHP, DIESEL, EMERGENCY | Diesel | Detroit Diesel | T-163-7K16 | 1956.6667 |  |  | 2935 | 22212 BROOKHURST ST | HUNTINGTON BEACH | 92646 | AHN TERRY | (714) 9622411 | 8.17 | 0.38
1088 | SC | PACIFIC 888, LLC | 362367 | 1999 | F32876 | ICE, CUMMINS, MODEL NO. KTA19-G3, SERIAL NO. 8920450427, DIESEL, EMERGENCY, TURBOCHARGED, AFTERCOOLED, 6 CYLINDERS, 685 BHP. | Diesel | Cummins | KTA19-G3 | 456.6667 |  |  | 685 | 888 W 6TH ST | LOS ANGELES | 90017 | PITTS RAY | (213) 6245328 | 6.9 | 0.4
1089 | SC | PACIFIC ALLIANCE MEDICAL CENTER | 320905 | 1996 | F12524 | ICE, DETROIT DIESEL, MODEL 7163-7305, EMERGENCY, DIESEL, TURBOCHARGED, 536 BHP | Diesel | Detroit Diesel | 7163-7305 | 357.3333 |  |  | 536 | 531 W COLLEGE ST | LOS ANGELES | 90012 | LOPEZ LUIS | (213) 6839316 | 6.9 | 0.4
1094 | SC | PACIFIC BELL | 125372 | 1984 | M48029 | ICE, CATERPILLAR, DIESEL, EMR, MODEL 3508, 8 CYL, 1062 BHP, 750 KW | Diesel | Caterpillar | 3508 | 750 | 750 |  |  | 111 N UNION AVE | LOS ANGELES | 90026 | GECHA MANNY | (818) 5784181 | 11 | 0.53
1097 | SC | PACIFIC BELL | 192419 | 1989 | D28360 | ICE, DETROIT DIESEL, DIESEL, EMERGENCY, MODEL NO. 8083-7405, TURBOCHARGED-AFTERCOOLED, 8 CYLINDERS, 540 BHP | Diesel | Detroit Diesel | 8083-7405 | 360 |  |  | 540 | 16991 VAN BUREN BLVD | RIVERSIDE | 92504 | IRBY MIKE | (818) 5782020 | 8.17 | 0.38
1098 | SC | PACIFIC BELL | 227398 | 1990 | D37243 | ICE, DETROIT DIESEL, DIESEL, EMERGENCY, MODEL NO. 8163-7416, TURBOCHARGED, AFTERCOOLED, 16 CYLINDERS, 1232 BHP. | Diesel | Detroit Diesel | 8163-7416 | 821.3333 |  |  | 1232 | 23011 EL TORO RD | EL TORO | 92630 | LOPEZ GLORIA | (213) 0000000 | 8.17 | 0.38
1099 | SC | PACIFIC BELL | 227400 | 1990 | D37859 | ICE, DETROIT DIESEL, DIESEL, EMERGENCY, MODEL NO. 8163-7416, TURBOCHARGED, AFTERCOOLED, 16 CYLINDERS, 1232 BHP. | Diesel | Detroit Diesel | 8163-7416 | 821.3333 |  |  | 1232 | 425 W 5TH ST | SAN PEDRO | 90731 | SUTER TOM | (213) 0000000 | 8.17 | 0.38
1100 | SC | PACIFIC BELL | 227401 | 1990 | D39550 | ICE, DETROIT DIESEL, DIESEL, EMERGENCY, MODEL NO. 8123-7416, TURBOCHARGED, AFTERCOOLED, 12 CYLINDERS, LEAN BURN, TWO CYCLE, 947 BHP | Diesel | Detroit Diesel | 8123-7416 | 631.3333 |  |  | 947 | 25762 CAMINO DEL AVION | SAN JUAN CAPISTRANO | 92675 | LOPEZ GLORIA | (213) 0000000 | 8.17 | 0.38
1101 | SC | PACIFIC BELL | 227402 | 1990 | D37309 | ICE, DETROIT DIESEL, DIESEL, EMERGENCY, MODEL NO. 8163-7416, TURBOCHARGED, AFTERCOOLED, 16 CYLINDERS, 1232 BHP. | Diesel | Detroit Diesel | 8163-7416 | 821.3333 |  |  | 1232 | 1307 CRAVENS AVE | TORRANCE | 90501 | SUTER TOM | (818) 5782375 | 8.17 | 0.38
1102 | SC | PACIFIC BELL | 228873 | 1990 | D30372 | ICE, DETROIT DIESEL, DIESEL, EMERGENCY, MODEL NO. 12V92TAB, TURBOCHARGED, AFTERCOOLED, 12 CYLINDERS, 830 BHP. | Diesel | Detroit Diesel | 12V-92TAB | 553.3333 |  |  | 830 | 24705 N NEWHALL AVE | NEWHALL | 91321 | STONE LEON | (805) 5830003 | 8.17 | 0.38
1105 | SC | PACIFIC BELL | 240963 | 1990 | D36547 | ICE NO. 2, DETROIT DIESEL, EMERGENCY, MODEL 9163-7416, SERIES 16V149TI, TURBOCHARGED, AFTERCOOLED, 16 CYLINDERS, 2230 BHP. | Diesel | Detroit Diesel | 9163-7416 | 1486.6667 |  |  | 2230 | 217 N LEMON ST | ANAHEIM | 92805 |  |  | 8.17 | 0.38
1106 | SC | PACIFIC BELL | 240964 | 1990 | D36548 | ICE NO. 1, DETROIT DIESEL, DIESEL, EMERGENCY, MODEL 9163-7416, SERIES 16V149TI, TURBOCHARGED, AFTERCOOLED, 16 CYLINDERS, 2230 BHP. | Diesel | Detroit Diesel | 9163-7416 | 1486.6667 |  |  | 2230 | 217 N LEMON ST | ANAHEIM | 92805 |  |  | 8.17 | 0.38
1107 | SC | PACIFIC BELL | 240965 | 1990 | D36549 | ICE NO. 3, DETROIT DIESEL, DIESEL, EMERGENCY, MODEL 9163-7416, SERIES 16V149TI, TURBOCHARGED, AFTERCOOLED, 16 CYLINDERS, 2230 BHP. | Diesel | Detroit Diesel | 9163-7416 | 1486.6667 |  |  | 2230 | 217 N LEMON ST | ANAHEIM | 92805 |  |  | 8.17 | 0.38
1108 | SC | PACIFIC BELL | 240966 | 1990 | D36550 | ICE NO. 3, DETROIT DIESEL, DIESEL, EMERGENCY, MODEL 9163-7416, SERIES 16V149TI, TURBOCHARGED, AFTERCOOLED, 16 CYLINDERS, 2230 BHP. | Diesel | Detroit Diesel | 9163-7416 | 1486.6667 |  |  | 2230 | 217 N LEMON ST | ANAHEIM | 92805 |  |  | 8.17 | 0.38
1109 | SC | PACIFIC BELL | 243635 | 1991 | D39749 | ICE, CATERPILLAR, DIESEL-FUELED, EMERGENCY ELECTRICAL GENERATION, MODEL NO. 3412-TA, SERIAL NUMBER 87Z11031, TURBOCHARGED, AFTERCOOLED, 12 CYLINDERS, 890 BHP. | Diesel | Caterpillar | 3412 TA | 593.3333 |  |  | 890 | 1010 WILSHIRE BLVD | LOS ANGELES | 90017 | FLEETWOOD RAINY | (213) 9572074 | 8.17 | 0.38
1110 | SC | PACIFIC BELL | 243766 | 1991 | D39312 | ICE, CATERPILLAR, MODEL 3516 TA, SERIAL NO. 25Z1951, DIESEL, EMERGENCY, TURBOCHARGED, AFTERCOOLED, 16 CYLINDERS, 2153 BHP. | Diesel | Caterpillar | 3516 TA | 1435.3333 |  |  | 2153 | 201 S DOUGLAS ST | EL SEGUNDO | 90245 | SUTER TOM | (818) 5782375 | 8.17 | 0.38
1111 | SC | PACIFIC BELL | 245181 | 1991 | D48267 | ICE, CATERPILLAR, MODEL NO. 3516 TA, DIESEL, EMERGENCY, TURBOCHARGED, AFTERCOOLED, 16 CYLINDERS, 2520 BHP. | Diesel | Caterpillar | 3516 TA | 1680 |  |  | 2520 | 22012 VANOWEN ST | CANOGA PARK | 91303 | SIMINGTON PAT | (818) 8858313 | 8.17 | 0.38
1113 | SC | PACIFIC BELL | 248815 | 1991 | D44929 | ICE, DETROIT DIESEL, DIESEL, EMERGENCY, MODEL NO. 8123-7405, TURBOCHARGED, AFTERCOOLED, 12 CYLINDERS, 830 BHP. | Diesel | Detroit Diesel | 8123-7405 | 553.3333 |  |  | 830 | 20600 PLUM CANYON RD | SAUGUS | 91350 | VILLINES DAVE | (818) 5782160 | 8.17 | 0.38
1115 | SC | PACIFIC BELL | 253141 | 1991 | D42573 | ICE, DETROIT DIESEL, DIESEL, EMERGENCY, MODEL NO. 8163-7416, TURBOCHARGED, AFTERCOOLED, 16 CYLINDERS, 1170 BHP. | Diesel | Detroit Diesel | 8123-7416 | 780 |  |  | 1170 | 4918 IRVINE CENTER DR | IRVINE | 92714 | SKELTON JOHN | (714) 9998734 | 8.17 | 0.38
1116 | SC | PACIFIC BELL | 257777 | 1991 | D46004 | ICE, DETROIT DIESEL, DIESEL, EMERGENCY, MODEL NO. 7123-7405, TURBOCHARGED, AFTERCOOLED, 12 CYLINDERS, TWO CYCLE, 670 BHP AT 1800 RPM. | Diesel | Detroit Diesel | 7123-7405 | 446.6667 |  |  | 670 | 16816 ARROW BLVD | FONTANA | 92335 | SKELTON JOHN | (714) 9998734 | 8.17 | 0.38
1117 | SC | PACIFIC BELL | 258176 | 1991 | D47326 | ICE, MITSUBISHI, EMERGENCY, MODEL 512N NTA, SERIAL NO. 10410, DIESEL FUEL TYPE, TURBOCHARGED, AFTERCOOLED, 12 CYLINDERS, TWO CYCLE, 1280 BHP AT 1800 RPM. | Diesel | Mitsubishi | 512N-NTA | 853.3333 |  |  | 1280 | 3580 ORANGE ST | RIVERSIDE | 94107 | SKELTON JOHN | (714) 9998734 | 8.17 | 0.38
1119 | SC | PACIFIC BELL | 260323 | 1991 | D61144 | ICE, DETROIT DIESEL, DIESEL, EMERGENCY, MODEL NO. 8163-7405, TURBOCHARGED, AFTERCOOLED, 16 CYLINDERS, 1095 BHP. | Diesel | Detroit Diesel | 8163-7405 | 730 |  |  | 1095 | 1418 N BROAD AVE | WILMINGTON | 90744 | SUTER TOM | (310) 3733947 | 8.17 | 0.38
1120 | SC | PACIFIC BELL | 261124 | 1992 | D47602 | ICE, CATERPILLAR, MODEL 3512 TA, DIESEL, EMERGENCY, TURBOCHARGED, AFTERCOOLED, 12 CYLINDERS, 4-CYCLE, 1798 BHP. | Diesel | Caterpillar | 3512 TA | 1198.6667 |  |  | 1798 | 4480 KESTER AVE | SHERMAN OAKS | 91413 | UNKNOWN UNKNOWN | (805) 9484418 | 8.17 | 0.38
1121 | SC | PACIFIC BELL | 261648 | 1992 | D65203 | ICE, DETROIT DIESEL, DIESEL, EMERGENCY, MODEL NO. 12V-71TA, TURBOCHARGED, AFTERCOOLED, 12 CYLINDERS, 637 BHP AT 1800 RPM. | Diesel | Detroit Diesel | 12V-71TA | 424.6667 |  |  | 637 | 495 S RIVERSIDE BLVD | RIALTO | 92376 | SKELTON JOHN | (714) 9998734 | 8.17 | 0.38
1122 | SC | PACIFIC BELL | 264342 | 1992 | D67844 | ICE, CATERPILLAR, MODEL 3508, SERIAL NO. 23Z02664, DIESEL, EMERGENCY, TURBOCHARGED, AFTERCOOLED, 8 CYLINDERS, 1098 BHP. | Diesel | Caterpillar | 3508 | 732 |  |  | 1098 | 5472 E LA PALMA AVE | ANAHEIM | 92807 | BRESSLER REG/V11 B. | (714) 6936611 | 8.17 | 0.38
1123 | SC | PACIFIC BELL | 266132 | 1992 | D59626 | ICE, DETROIT DIESEL, DIESEL, EMERGENCY, MODEL NO. 16V-92T, TURBOCHARGED, AFTERCOOLED, 8 CYLINDERS, 960 BHP. | Diesel | Detroit Diesel | 16V-92T | 640 |  |  | 960 | 7840 GARVEY | ROSEMEAD | 91770 | PARKS THERESA | (818) 5705476 | 8.17 | 0.38
1125 | SC | PACIFIC BELL | 266390 | 1992 | D71955 | ICE, DETROIT DIESEL, DIESEL, EMERGENCY, MODEL NO. 7123-7405, TURBOCHARGED, AFTERCOOLED, 12 CYLINDERS, 830 BHP. | Diesel | Detroit Diesel | 7123-7405 | 553.3333 |  |  | 830 | 33 BUNSEN | IRVINE | 92815 | BEARD JERRY | (714) 6692153 | 8.17 | 0.38
1126 | SC | PACIFIC BELL | 271483 | 1992 | D66313 | ICE, CATERPILLAR, MODEL 3512 TA, SERIAL NO. CE04091, DIESEL, EMERGENCY, TURBOCHARGED, AFTERCOOLED, 12 CYLINDERS, 1343 BHP. | Diesel | Caterpillar | 3512 TA | 895.3333 |  |  | 1343 | 6803 CEDROS AVE | VAN NUYS | 91405 | SEMINGTON PAT | (818) 8858313 | 8.17 | 0.38
1128 | SC | PACIFIC BELL | 272717 | 1992 | D66317 | ICE, CATERPILLAR, MODEL 3516 TA, SERIAL NO. 4XF00425, DIESEL, EMERGENCY, TURBOCHARGED, AFTERCOOLED, 16 CYLINDERS, 2847 BHP. | Diesel | Caterpillar | 3516 TA | 1898 |  |  | 2847 | 433 S OLIVE | LOS ANGELES | 90013 | PATEL RAJ | (818) 5782055 | 8.17 | 0.38
1130 | SC | PACIFIC BELL | 278247 | 1993 | D70371 | ICE, CATERPILLAR, MODEL 3508 TA, SERIAL NO. 23Z4613, DIESEL, EMERGENCY, TURBOCHARGED, AFTERCOOLED, 8 CYLINDERS, 1098 BHP. | Diesel | Caterpillar | 3508 TA | 732 |  |  | 1098 | 666 S LA BREA AVE | LOS ANGELES | 91105 | SUTER TOM | (818) 5782375 | 8.17 | 0.38
1131 | SC | PACIFIC BELL | 278927 | 1993 | D71409 | ICE, DETROIT DIESEL, DIESEL, EMERGENCY, MODEL NO. 7123-7406 12V-71TA, TURBOCHARGED, AFTERCOOLED, 12 CYLINDERS, 750 BHP. | Diesel | Detroit Diesel | 7123-7406 | 500 |  |  | 750 | 1971 IRVINE BLVD | TUSTIN | 92680 | MENDOZA DAVI | (714) 5758284 | 8.17 | 0.38
1132 | SC | PACIFIC BELL | 278928 | 1993 | D71410 | ICE, DETROIT DIESEL, DIESEL, EMERGENCY, MODEL NO. 16V-92 8163-7405, SERIAL NO. 16VF010896, TURBOCHARGED, AFTERCOOLED, 16 CYLINDERS, 1095 BHP. | Diesel | Detroit Diesel | 8163-7405 | 730 |  |  | 1095 | 4302 FORD RD | CORONA DEL MAR | 92625 | JOA-AMANCIO CARMEN | (714) 5758284 | 8.17 | 0.38
1133 | SC | PACIFIC BELL | 280890 | 1993 | D73546 | ICE, DETROIT DIESEL, DIESEL, EMERGENCY, MODEL NO. 7123-7406, TURBOCHARGED, AFTERCOOLED, 12 CYLINDERS, 750 BHP, 560 KW. | Diesel | Detroit Diesel | 7123-7406 | 560 | 560 |  |  | 901 E KATELLA AVE | ORANGE | 94105 | ROBINSON TONI | (714) 5758281 | 8.17 | 0.38
1134 | SC | PACIFIC BELL | 280891 | 1993 | D73547 | ICE, DETROIT DIESEL, DIESEL, EMERGENCY, MODEL NO. 7123-7406, TURBOCHARGED, AFTERCOOLED, 12 CYLINDERS, 750 BHP, 560 KW. | Diesel | Detroit Diesel | 7123-7406 | 560 | 560 |  |  | 433 N LA CADENA | COLTON | 92324 | STEVENS MARA | (949) 5517718 | 8.17 | 0.38
1135 | SC | PACIFIC BELL | 280892 | 1993 | D73548 | ICE, DIESEL, DETROIT, DIESEL, MODEL NO. 8163-7416, 16 CYLINDER, 1170 BHP, TURBOCHARGED, AFTERCOOLED, DRIVING A 900 KW EMERGENCY GENERATOR. | Diesel | Detroit Diesel | 8163-7416 | 900 | 900 |  |  | 143 E AMERIGE AVE | FULLERTON | 92632 | ROBINSON TONI | (714) 5758281 | 8.17 | 0.38
1136 | SC | PACIFIC BELL | 280894 | 1993 | D73549 | ICE, DIESEL, DETROIT, DIESEL, MODEL NO. 8163-7416, 16 CYLINDER, 1170 BHP, TURBOCHARGED, AFTERCOOLED, DRIVING A 900 KW EMERGENCY GENERATOR. | Diesel | Detroit Diesel | 8163-7416 | 900 | 900 |  |  | 3502 W ORANGE AVE | ANAHEIM | 92804 | ROBINSON TONI | (714) 5758281 | 8.17 | 0.38
1137 | SC | PACIFIC BELL | 281709 | 1993 | D74736 | ICE, DIESEL, DETROIT, DIESEL, MODEL NO. 8163-7416, SERIAL NO. 16VF10725, 16 CYLINDER, TURBOCHARGED, AFTERCOOLED, 1232 BHP. | Diesel | Detroit Diesel | 8163-7416 | 821.3333 |  |  | 1232 | 911 E CHAPMAN AVE | ORANGE | 92666 | ROBINSON TONI | (714) 5758281 | 8.17 | 0.38
1138 | SC | PACIFIC BELL | 283796 | 1993 | D75686 | ICE, CATERPILLAR, DIESEL, EMERGENCY, MODEL NO. 3516 TA, SERIAL NO. 25703342, 16 CYLINDERS, TURBOCHARGED AND AFTERCOOLED, 2168 BHP. | Diesel | Caterpillar | 3516 TA | 1445.3333 |  |  | 2168 | 490 N FOOTHILL RD | BEVERLY HILLS | 90210 | PERKINS BOB | (818) 5782162 | 8.17 | 0.38
1139 | SC | PACIFIC BELL | 287085 | 1993 | D89367 | ICE, CATERPILLAR, EMERGENCY, MODEL NO. 3516 TA, SERIAL NO. 4XF00499, DIESEL, 16 CYLINDERS, TURBOCHARGED AND AFTERCOOLED, 2847 BHP. | Diesel | Caterpillar | 3516 TA | 1898 |  |  | 2847 | 420 S GRAND AVE | LOS ANGELES | 90020 | PATEL RAJ | (818) 5782055 | 8.17 | 0.38
1140 | SC | PACIFIC BELL | 287086 | 1993 | D89368 | ICE, CATERPILLAR, EMERGENCY, MODEL NO. 3516 TA, SERIAL NO. 4XF00500, DIESEL, 16 CYLINDERS, TURBOCHARGED AND AFTERCOOLED, 2847 BHP. | Diesel | Caterpillar | 3516 TA | 1898 |  |  | 2847 | 420 S GRAND AVE | LOS ANGELES | 90020 | PATEL RAJ | (818) 5782055 | 8.17 | 0.38
1141 | SC | PACIFIC BELL | 287087 | 1993 | D89369 | ICE, CATERPILLAR, EMERGENCY, MODEL NO. 3516 TA, SERIAL NO. 4XF00503, DIESEL, 16 CYLINDERS, TURBOCHARGED AND AFTERCOOLED, 2847 BHP. | Diesel | Caterpillar | 3516 TA | 1898 |  |  | 2847 | 420 S GRAND AVE | LOS ANGELES | 90020 | PATEL RAJ | (818) 5782055 | 8.17 | 0.38
1142 | SC | PACIFIC BELL | 287088 | 1993 | D89370 | ICE, CATERPILLAR, EMERGENCY, MODEL NO. 3516 TA, SERIAL NO. 4XF00502, DIESEL, 16 CYLINDERS, TURBOCHARGED AND AFTERCOOLED, 2847 BHP. | Diesel | Caterpillar | 3516 TA | 1898 |  |  | 2847 | 420 S GRAND AVE | LOS ANGELES | 90020 | PATEL RAJ | (818) 5782055 | 8.17 | 0.38
1144 | SC | PACIFIC BELL | 288581 | 1994 | D79761 | ICE, CATERPILLAR, DIESEL, EMERGENCY, MODEL NO. 3516 TA, SERIAL NO. 4XF00517, 16 CYLINDERS, TURBOCHARGED AND AFTERCOOLED, 2847 BHP. | Diesel | Caterpillar | 3516 TA | 1898 |  |  | 2847 | 17200 S VERMONT AVE | GARDENA | 90247 | SUTER TOM | (818) 5763175 | 8.17 | 0.38
1145 | SC | PACIFIC BELL | 293817 | 1994 | D86519 | ICE, CATERPILLAR, DIESEL, EMERGENCY, MODEL NO. 3516 TA, SERIAL NO. 25Z3981, 16 CYLINDERS, TURBOCHARGED AND AFTERCOOLED, 2518 BHP. | Diesel | Caterpillar | 3516 TA | 1678.6667 |  |  | 2518 | 720 S RAMPART | LOS ANGELES | 90057 | VALLINES DAVE | (818) 5782160 | 8.17 | 0.38
1146 | SC | PACIFIC BELL | 294157 | 1994 | D84230 | ICE, CATERPILLAR, DIESEL, EMERGENCY, MODEL NO. 3516 TA, 16 CYLINDERS, TURBOCHARGED AND AFTERCOOLED, 2151 BHP. | Diesel | Caterpillar | 3516 TA | 1434 |  |  | 2151 | 16208 S VERMONT AVE | LOS ANGELES | 90047 | GECHA MANNY | (818) 5784181 | 8.17 | 0.38
1147 | SC | PACIFIC BELL | 294159 | 1994 | D84232 | ICE, CATERPILLAR, DIESEL, EMERGENCY, MODEL NO. 3516 TA, 16 CYLINDERS, TURBOCHARGED AND AFTERCOOLED, 2518 BHP. | Diesel | Caterpillar | 3516 TA | 1678.6667 |  |  | 2518 | 3220 S BRISTOL ST | SANTA ANA | 92704 | ROBINSON TONI | (714) 5758308 | 8.17 | 0.38
1148 | SC | PACIFIC BELL | 298620 | 1994 | D86962 | ICE, DIESEL, DETROIT, DIESEL, MODEL NO. 9163-7416 (16V-149TIB), 16 CYLINDER, EMERGENCY, TURBOCHARGED, AFTERCOOLED, 2340 BHP. | Diesel | Detroit Diesel | 9163-7416 | 1560 |  |  | 2340 | 608 E COMPTON BLVD | COMPTON | 90221 | MORRINGS MIKE | (310) 2192460 | 8.17 | 0.38
1149 | SC | PACIFIC BELL | 300566 | 1995 | D88591 | ICE, CATERPILLAR, DIESEL, EMERGENCY, MODEL NO. 3516 TA, 16 CYLINDERS, TURBOCHARGED AND AFTERCOOLED, 2151 BHP. | Diesel | Caterpillar | 3516 TA | 1434 |  |  | 2151 | 600 E GREEN ST | PASADENA | 91105 | MOHLER CHRIS | (818) 5782055 | 8.17 | 0.38
1150 | SC | PACIFIC BELL | 301238 | 1995 | D89236 | ICE, DIESEL, DETROIT, DIESEL, MODEL NO. 8163-7416, 16 CYLINDER, EMERGENCY, TURBOCHARGED, AFTERCOOLED, 1232 BHP. | Diesel | Detroit Diesel | 8163-7416 | 821.3333 |  |  | 1232 | 25624 WALNUT ST | LOMITA | 90717 | TEMPLETON KELLY | (909) 6819283 | 8.17 | 0.38
1151 | SC | PACIFIC BELL | 301632 | 1995 | D89252 | ICE, CATERPILLAR, DIESEL, EMERGENCY, MODEL NO. 3516 DITA, 16 CYLINDERS, TURBOCHARGED AND AFTERCOOLED, 2151 BHP. | Diesel | Caterpillar | 3516 TA | 1434 |  |  | 2151 | 6135 WHITTIER BLVD | EAST LOS ANGELES | 91105 |  |  | 8.17 | 0.38
1152 | SC | PACIFIC BELL | 303304 | 1995 | D93145 | ICE, DIESEL, DETROIT, DIESEL, MODEL NO. 8163-7416, 16 CYLINDERS, TURBOCHARGED, AFTERCOOLED, EMERGENCY, 1232 BHP. | Diesel | Detroit Diesel | 8163-7416 | 821.3333 |  |  | 1232 | 7701 ARTESIA | BUENA PARK | 90621 | ROBINSON TONI | (714) 5758281 | 8.17 | 0.38
1153 | SC | PACIFIC BELL | 304038 | 1995 | D91578 | ICE, DETROIT DIESEL, MODEL NO. 8123-7405, SERIAL NO. 12VF009917, DIESEL FUELED, EMERGENCY, TURBOCHARGED, AFTERCOOLED, 12 CYLINDERS, 840 BHP. | Diesel | Detroit Diesel | 8123-7405 | 560 |  |  | 840 | 27826 CENTER DR | MISSION VIEJO | 92691 | ROBINSON TONI | (714) 5758281 | 8.17 | 0.38
1154 | SC | PACIFIC BELL | 304411 | 1995 | D91661 | ICE, CATERPILLAR, EMERGENCY, MODEL NO. 3516 DITA, DIESEL, 16 CYLINDERS, TURBOCHARGED AND AFTERCOOLED, 2018 BHP. | Diesel | Caterpillar | 3516 TA | 1345.3333 |  |  | 2018 | 2445 DALY ST | LOS ANGELES | 90031 | MOHLER CHRIS | (818) 5782055 | 8.17 | 0.38
1155 | SC | PACIFIC BELL | 304982 | 1995 | D92071 | ICE, DIESEL, DETROIT, DIESEL, MODEL NO. 12V92TA 8163-7416, TURBOCHARGED, 12 CYLINDERS, AFTERCOOLED, EMERGENCY, 947 BHP. | Diesel | Detroit Diesel | 8163-7416 | 631.3333 |  |  | 947 | 1102 E YORBA LINDA BLVD | PLACENTIA | 92670 | ROBINSON TONI | (714) 5758281 | 8.17 | 0.38
1156 | SC | PACIFIC BELL | 305607 | 1995 | D96339 | ICE, CATERPILLAR, EMERGENCY, MODEL NO. 3512B, SERIAL NO. 6WN0078, DIESEL, 12 CYLINDERS, TURBOCHARGED AND AFTERCOOLED, 2100 BHP. | Diesel | Caterpillar | 3512B | 1400 |  |  | 2100 | 301 S LA BREA AVE | INGLEWOOD | 90301 | SUTER TOM | (818) 5782375 | 8.17 | 0.38
1157 | SC | PACIFIC BELL | 305608 | 1995 | D96549 | ICE, CATERPILLAR, EMERGENCY, MODEL NO. 3512B, SERIAL NO. 6WN0079, DIESEL, 12 CYLINDERS, TURBOCHARGED AND AFTERCOOLED, 2100 BHP. | Diesel | Caterpillar | 3516B | 1400 |  |  | 2100 | 8530 AIRPORT BLVD | LOS ANGELES | 90045 | SUTER TOM | (818) 5782375 | 8.17 | 0.38
1158 | SC | PACIFIC BELL | 306716 | 1995 | D93286 | ICE, DIESEL, DETROIT, DIESEL, MODEL NO. 8163-7416, 16 CYLINDERS, TURBOCHARGED, AFTERCOOLED, EMERGENCY, 1064 BHP. | Diesel | Detroit Diesel | 8163-7416 | 709.3333 |  |  | 1064 | 29300 W ROADSIDE DR | AGOURA HILLS | 91301 | MCDONNELL LARRY | (818) 5784890 | 8.17 | 0.38
1159 | SC | PACIFIC BELL | 308590 | 1995 | D94202 | ICE, CATERPILLAR, EMERGENCY, MODEL NO. 3512 DITA, DIESEL, 12 CYLINDERS, TURBOCHARGED AND AFTERCOOLED, 1443 BHP (1000 KW). | Diesel | Caterpillar | 3512 TA | 1000 | 1000 |  |  | 501 E VERNON AVE | LOS ANGELES | 90011 | MCDONNELL LARRY | (818) 5784890 | 8.17 | 0.38
1160 | SC | PACIFIC BELL | 308665 | 1995 | D94351 | ICE, CATERPILLAR, EMERGENCY, MODEL NO. 3512B, DIESEL, 12 CYLINDERS, TURBOCHARGED AND AFTERCOOLED, 2172 BHP. | Diesel | Caterpillar | 3512B | 1448 |  |  | 2172 | 177 E COLORADO BLVD | PASADENA | 91105 | HOWARD VICI | (818) 5694629 | 8.17 | 0.38
1161 | SC | PACIFIC BELL | 311228 | 1996 | D96238 | ICE, DIESEL, DETROIT, DIESEL, MODEL NO. 12V92TA 8163-7416, TURBOCHARGED, 12 CYLINDERS, AFTERCOOLED, EMERGENCY, 947 BHP. | Diesel | Detroit Diesel | 8163-7416 | 631.3333 |  |  | 947 | 1615 N LAKE AVE | PASADENA | 91104 | MOHLER CHRIS | (818) 5782055 | 8.17 | 0.38
1162 | SC | PACIFIC BELL | 311283 | 1996 | D96242 | ICE, CATERPILLAR, EMERGENCY, MODEL NO. 3516 DITA (1500 KW), DIESEL, 16 CYLINDERS, TURBOCHARGED AND AFTERCOOLED, 2151 BHP. | Diesel | Caterpillar | 3516 DITA | 1500 | 1500 |  |  | 124 S ORANGE ST | GLENDALE | 91105 | MOHLER CHRIS | (818) 5782055 | 8.17 | 0.38
1163 | SC | PACIFIC BELL | 311899 | 1996 | D96992 | ICE, DIESEL, DETROIT DIESEL, MODEL NO. 16V-92-TAB, SERIAL NO. 16VF13556, 16 CYLINDERS, TURBOCHARGED, AFTERCOOLED, EMERGENCY, 1232 BHP. | Diesel | Detroit Diesel | 16V-92TAB | 821.3333 |  |  | 1232 | 1452 EDINGER | TUSTIN | 92680 | JOA CARMEN | (714) 5758284 | 8.17 | 0.38
1164 | SC | PACIFIC BELL | 313210 | 1996 | F01073 | ICE, CATERPILLAR, EMERGENCY, MODEL NO. 3512, 1100 KW, DIESEL, 12 CYLINDERS, TURBOCHARGED AND AFTERCOOLED, 1592 BHP. | Diesel | Caterpillar | 3512 | 1100 | 1100 |  |  | 13062 EUCLID | GARDEN GROVE | 92643 | ROBINSON TONI | (714) 5758281 | 8.17 | 0.38
1165 | SC | PACIFIC BELL | 314985 | 1996 | D98761 | ICE, CATERPILLAR, EMERGENCY, MODEL NO. 3516 DITA (1500 KW), DIESEL, 16 CYLINDERS, TURBOCHARGED AND AFTERCOOLED, 2151 BHP. | Diesel | Caterpillar | 3516 DITA | 1500 | 1500 |  |  | 1429 GOWER ST | LOS ANGELES | 90028 | PERKINS BOB | (818) 5782160 | 8.17 | 0.38
1166 | SC | PACIFIC BELL | 314986 | 1996 | D98762 | ICE, CATERPILLAR, EMERGENCY, MODEL NO. 3516 DITA (1500 KW), DIESEL, 16 CYLINDERS, TURBOCHARGED AND AFTERCOOLED, 2151 BHP. | Diesel | Caterpillar | 3516 DITA | 1500 | 1500 |  |  | 1429 GOWER ST | LOS ANGELES | 90028 | PERKINS BOB | (818) 5782160 | 8.17 | 0.38
1167 | SC | PACIFIC BELL | 324022 | 1997 | F6855 | ICE, DETROIT DIESEL, 16 CYLINDERS, MODEL NO. 16V-92TA, SERIAL NO. 16VF014165, 1095 BHP, TURBOCHARGED, AFTERCOOLED, DIESEL, EMERGENCY | Diesel | Detroit Diesel | 16V-92TA | 730 |  |  | 1095 | 4245 W CHAPMAN AVE | ORANGE | 92805 | ROBINSON TONI | (714) 5758281 | 8.17 | 0.38
1169 | SC | PACIFIC BELL | 325495 | 1997 | F7509 | ICE, CATERPILLAR, MODEL NO. 3412 DITA, DIESEL, EMERGENCY, 12 CYLINDERS, TURBOCHARGED, AFTERCOOLED, 1200 BHP. | Diesel | Caterpillar | 3412 DITA | 800 |  |  | 1200 | 6931 ATLANTIC AVE | BELL | 90201 | SUTTER TOM | (818) 5763175 | 8.17 | 0.38
1170 | SC | PACIFIC BELL | 326496 | 1997 | F9679 | ICE, CATERPILLAR, MODEL NO. 3516B, SERIAL NO. 6HN00165, DIESEL, EMERGENCY, SIXTEEN CYLINDERS, TURBOCHARGED AND AFTERCOOLED, 2876 BHP. | Diesel | Caterpillar | 3516B | 1917.3333 |  |  | 2876 | 21 S 1ST ST | ALHAMBRA | 91801 | ROSELI ELAINE | (818) 5763182 | 8.17 | 0.38
1171 | SC | PACIFIC BELL | 326817 | 1997 | F7071 | ICE, DETROIT DIESEL, 12 CYLINDERS, MODEL NO. 12V-71TA, 750 BHP, TURBOCHARGED, AFTERCOOLED, DIESEL, EMERGENCY | Diesel | Detroit Diesel | 12V-71TA | 500 |  |  | 750 | 3031 E LA PALMA AVE | ANAHEIM | 92806 | WALLNER BARRY | (714) 9998734 | 6.9 | 0.4
1172 | SC | PACIFIC BELL | 328006 | 1997 | F7510 | ICE, DETROIT DIESEL, MODEL NO. 8123-7405, DIESEL, EMERGENCY, 12 CYLINDERS, TURBOCHARGED, AFTERCOOLED, 830 BHP | Diesel | Detroit Diesel | 8163-7405 | 553.3333 |  |  | 830 | 18211 SOLEDAD CANYON RD | CANYON COUNTRY | 91351 | SUTER TOM | (818) 5763175 | 8.17 | 0.38
1173 | SC | PACIFIC BELL | 328034 | 1997 | F7511 | ICE, CATERPILLAR, MODEL NO. 3412 DISTA, DIESEL, EMERGENCY, 12 CYLINDERS, TURBOCHARGED, AFTERCOOLED, 1200 BHP. | Diesel | Caterpillar | 3412 DISTA | 800 |  |  | 1200 | 15706 S PARAMOUNT BLVD | PARAMOUNT | 90723-4333 | SUTER TOM | (818) 5763175 | 8.17 | 0.38
1174 | SC | PACIFIC BELL | 328808 | 1997 | F8051 | ICE, CATERPILLAR, MODEL NO. 3412 DISTA, DIESEL, EMERGENCY, 12 CYLINDERS, TURBOCHARGED, AFTERCOOLED, 1200 BHP. | Diesel | Caterpillar | 3412 DISTA | 800 |  |  | 1200 | 10600 S VERMONT AVE | LOS ANGELES | 90044 | SUTER TOM | (213) 5782097 | 8.17 | 0.38
1175 | SC | PACIFIC BELL | 328833 | 1997 | F8052 | ICE, CATERPILLAR, MODEL NO. 3512 DITA, DIESEL, EMERGENCY, 12 CYLINDERS, TURBOCHARGED AND AFTERCOOLED, 1818 BHP | Diesel | Caterpillar | 3412 DITA | 1212 |  |  | 1818 | 3614 N CENTER ST | EL MONTE | 91731 | JONASEN JIM | (818) 5782883 | 8.17 | 0.38
1176 | SC | PACIFIC BELL | 329854 | 1997 | F8694 | ICE, CATERPILLAR, MODEL NO. 3412 DISTA, DIESEL, EMERGENCY, 12 CYLINDERS, TURBOCHARGED, AFTERCOOLED, 1200 BHP. | Diesel | Caterpillar | 3412 DISTA | 800 |  |  | 1200 | 9420 LONG BEACH BLVD | SOUTH GATE | 90280 | THOMPSON B | (213) 5154119 | 8.17 | 0.38
1178 | SC | PACIFIC BELL | 335202 | 1997 | F11099 | ICE, CATERPILLAR, EMERGENCY, MODEL NO. 3406 DITA (350 KW), SERIAL NO. 4JK00286, 519 BHP, DIESEL, 6 CYLINDERS. | Diesel | Caterpillar | 3406 DITA | 350 | 350 |  |  | 17200 S VERMONT AVE | GARDENA | 90247 | SUTER TOM | (818) 5763175 | 6.9 | 0.4
1179 | SC | PACIFIC BELL | 335203 | 1997 | F11100 | ICE, CATERPILLAR, EMERGENCY, MODEL NO. 3406 DITA (350 KW), SERIAL NO. 4JK00292, 519 BHP, DIESEL, 6 CYLINDERS. | Diesel | Caterpillar | 3406 DITA | 350 | 350 |  |  | 2320 FOOTHILL BLVD | LA CRESCENTA | 91214 | SUTER TOM | (818) 5763175 | 6.9 | 0.4
1180 | SC | PACIFIC BELL | 337815 | 1998 | F12947 | ICE, DETROIT DIESEL, MODEL NO. 8163-7416, DIESEL, EMERGENCY, TURBOCHARGED AND AFTERCOOLED, 1232 BHP. | Diesel | Detroit Diesel | 8163-7416 | 821.3333 |  |  | 1232 | 9129 MAGNOLIA | ARLINGTON | 92503 | MENDOZA DAVI | (714) 5758284 | 8.17 | 0.38
1182 | SC | PACIFIC BELL | 338516 | 1998 | F13590 | ICE, CATERPILLAR, MODEL NO. 3512B, DIESEL, EMERGENCY, TURBOCHARGED AND AFTERCOOLED, 2100 BHP. | Diesel | Caterpillar | 3512B | 1400 |  |  | 2100 | 8075 MELROSE AVE | LOS ANGELES | 91105 |  |  | 8.17 | 0.38
1183 | SC | PACIFIC BELL | 338519 | 1998 | F13587 | ICE, CATERPILLAR, MODEL NO. 3512B, DIESEL, EMERGENCY, TURBOCHARGED AND AFTERCOOLED, 2100 BHP. | Diesel | Caterpillar | 3512B | 1400 |  |  | 2100 | 3847 CARDIFF AVE | CULVER CITY | 91105 | SUTER TOM | (818) 5782375 | 8.17 | 0.38
1184 | SC | PACIFIC BELL | 338521 | 1998 | F13589 | ICE, CATERPILLAR, MODEL NO. 3512B, DIESEL, EMERGENCY, TURBOCHARGED AND AFTERCOOLED, 2100 BHP. | Diesel | Caterpillar | 3512B | 1400 |  |  | 2100 | 3233 W VERNON AVE | LOS ANGELES | 90008 | SUTER TOM | (818) 5782375 | 8.17 | 0.38
1185 | SC | PACIFIC BELL | 338525 | 1998 | F13588 | ICE, CATERPILLAR, MODEL NO. 3512B, DIESEL, EMERGENCY, TURBOCHARGED AND AFTERCOOLED, 2100 BHP. | Diesel | Caterpillar | 3512B | 1400 |  |  | 2100 | 6822 SANTA FE AVE | HUNTINGTON PARK | 90255 | SUTER TOM | (818) 5782375 | 8.17 | 0.38
1186 | SC | PACIFIC BELL | 341679 | 1998 | F14967 | ICE, CATERPILLAR, MODEL NO. 3412 DISTA, DIESEL, EMEWRGENCY, TURBOCHARGED AND AFTERCOOLED, 1185 BHP. | Diesel | Caterpillar | 3412 DISTA | 790 |  |  | 1185 | 105 N SAN GABRIEL BLVD | SAN GABRIEL | 91105 | ROSELI ELAINE | (818) 5763182 | 8.17 | 0.38
1187 | SC | PACIFIC BELL | 341681 | 1998 | F14968 | ICE, CATERPILLAR, MODEL NO. 3412 DISTA, DIESEL, EMEWRGENCY, TURBOCHARGED AND AFTERCOOLED, 1185 BHP. | Diesel | Caterpillar | 3412 DISTA | 790 |  |  | 1185 | 1207 N AVENUE 56 | LOS ANGELES | 90017 |  |  | 8.17 | 0.38
1188 | SC | PACIFIC BELL | 341689 | 1998 | F14966 | ICE, DETROIT DIESEL, MODEL NO. 8163-7416, DIESEL, EMERGENCY, TURBOCHARGED AND AFTERCOOLED, 1232 BHP. | Diesel | Detroit Diesel | 8163-7416 | 821.3333 |  |  | 1232 | 511 S JOY ST | CORONA | 91719 | MENDOZA DAVI | (714) 5758284 | 8.17 | 0.38
1189 | SC | PACIFIC BELL | 346183 | 1998 | F17008 | ICE, CATERPILLAR, MODEL NO. 3512B DITA, DIESEL, EMERGENCY, TWELVE CYLINDERS, TURBOCHARGED AND AFTERCOOLED, 2100 BHP. | Diesel | Caterpillar | 3512B DITA | 1400 |  |  | 2100 | 1900 S GRAND AVE | LOS ANGELES | 90007 | ROSELY ELAINE | (818) 5763182 | 8.17 | 0.38
1190 | SC | PACIFIC BELL | 353374 | 1999 | F20600 | ICE, CATERPILLAR, 12 CYLINDERS, TURBOCHARGED, AFTERCOOLED, MODEL NO. 3412 DISTA (800 KW), 1185 BHP, DIESEL, EMERGENCY. | Diesel | Caterpillar | 3412 DISTA | 800 | 800 |  |  | 3001 THORNTON AVE | BURBANK | 91504 | SUTER TOM | (818) 5705476 | 8.17 | 0.38
1191 | SC | PACIFIC BELL | 356657 | 1999 | F21264 | ICE, CATERPILLAR, MODEL NO. 3512B, DIESEL FUEL, 12 CYLINDERS, TURBOCHARGED/AFTERCOOLED, 2153 BHP, EMERGENCY | Diesel | Caterpillar | 3512B | 1435.3333 |  |  | 2153 | 2010 CENTURY PARK EAST | LOS ANGELES | 90067 | WILLEY E. | (310) 5520204 | 8.17 | 0.38
1192 | SC | PACIFIC BELL | 356659 | 1999 | F21265 | ICE, CATERPILLAR, MODEL NO. 3512B, DIESEL FUEL, 12 CYLINDERS, TURBOCHARGED/AFTERCOOLED, 2153 BHP, EMERGENCY | Diesel | Caterpillar | 3512B | 1435.3333 |  |  | 2153 | 3434 E FOURTH ST | LOS ANGELES | 90063 | ROSELI ELAINE | (626) 5763182 | 8.17 | 0.38
1193 | SC | PACIFIC BELL | 359480 | 1999 | F22146 | ICE, CATERPILLAR, MODEL NO. 3516 DITA (2000 KW), 2847 BHP, 16 CYLINDERS, DIESEL, TURBOCHARGED, AFTERCOOLED, EMERGENCY | Diesel | Caterpillar | 3516 DITA | 2000 | 2000 |  |  | 17200 S VERMONT AVE | GARDENA | 90247-5898 | SUTER TOM | (818) 5763175 | 8.17 | 0.38
1194 | SC | PACIFIC BELL | 362645 | 1999 | F23662 | ICE, CUMMINS, MODEL QST30-G3, SERIAL NO. 37189538, DIESEL, TWELVE CYLINDERS, TURBOCHARGED AND AFTERCOOLED, RATED AT 1340 BHP , EMERGENCY | Diesel | Cummins | QST30-G3 | 893.3333 |  |  | 1340 | 1786 ORANGE AVE | COSTA MESA | 92627 | MENDOZA DAVI | (714) 7397395 | 8.17 | 0.38
1195 | SC | PACIFIC BELL | 362647 | 1999 | F23664 | ICE, CUMMINS, MODEL QST30-G3, SERIAL NO. 37189537, DIESEL, TWELVE CYLINDERS, TURBOCHARGED AND AFTERCOOLED, RATED AT 1340 BHP , EMERGENCY | Diesel | Cummins | QST30-G3 | 893.3333 |  |  | 1340 | 1971 IRVINE BLVD | TUSTIN | 92680 | MENDOZA DAVI | (714) 5758284 | 8.17 | 0.38
1196 | SC | PACIFIC BELL | 363420 | 1999 | F23690 | ICE, DETROIT DIESEL, MODEL NO. 8163-7416, SERIAL NO. 609447, DIESEL, EMERGENCY, TWO CYCLE, LEAN BURN, SIXTEEN CYLINDERS, TURBOCHARGED AND AFTERCOOLED, 1232 BHP. | Diesel | Detroit Diesel | 8163-7416 | 821.3333 |  |  | 1232 | 30161 AVENTURA | RANCHO SANTA MARGARITA | 92688 | ROBINSON TONI | (714) 5758281 | 8.17 | 0.38
1197 | SC | PACIFIC BELL | 371437 | 2000 | F32383 | ICE, CATERPILLAR, 12 CYLINDERS, TURBOCHARGED, AFTERCOOLED, MODEL NO. 3512B DITA (1500 KW), SERIAL NO. 8RM00495, 2155 BHP, DIESEL, EMERGENCY. | Diesel | Caterpillar | 3512B DITA | 1500 | 1500 |  |  | 1255 N VERMONT AVE | LOS ANGELES | 90029 | YOCUM LAURIE | (626) 5763169 | 6.9 | 0.4
1198 | SC | PACIFIC BELL | 375322 | 2000 | F34542 | ICE, CATERPILLAR, 12 CYLINDERS, TURBOCHARGED, AFTERCOOLED, MODEL NO. 3512B DITA (1500 KW), SERIAL NO. 8RM00488, 2155 BHP, DIESEL, EMERGENCY. | Diesel | Caterpillar | 3512B DITA | 1500 | 1500 |  |  | 8707 SHIRLEY AVE | NORTHRIDGE | 91324 | SUTER TOM | (818) 5782375 | 6.9 | 0.4
1199 | SC | PACIFIC BELL | 375325 | 2000 | F37354 | ICE, CATERPILLAR, DIESEL, EMERGENCY, MODEL 3512 TA, TURBOCHARGED AND AFTERCOOLED, 12 CYLINDERS, FOUR CYCLE, 1800 BHP. | Diesel | Caterpillar | 3512 TA | 1200 |  |  | 1800 | 11272 MAGNOLIA BLVD | NORTH HOLLYWOOD | 91601 | TRAN T.T. | (62 ) 5763175 | 6.9 | 0.4
1201 | SC | PACIFIC BELL | 376200 | 2000 | F34883 | ICE, CATERPILLAR, 12 CYLINDERS, TURBOCHARGED, AFTERCOOLED, MODEL NO. 3412 DISTA (800 KW), 1185 BHP, DIESEL, EMERGENCY. | Diesel | Caterpillar | 3412 DISTA | 800 | 800 |  |  | 15 E ALICE ST | ARCADIA | 91006 | ROSELI E. R. | (818) 5705476 | 6.9 | 0.4
1202 | SC | PACIFIC BELL 006944 | 273642 | 1992 | D66319 | ICE, CATERPILLAR, MODEL 3512 TA, SERIAL NO. CEO4025, DIESEL FUELED, EMERGENCY, ELECTRICAL GENERATOR DRIVER, TURBOCHARGED, AFTERCOOLED, 12 CYLINDERS, 1443 BHP. | Diesel | Caterpillar | 3512 TA | 962 |  |  | 1443 | 666 LA BREA | LOS ANGELES | 90036 | SUTER TOM | (818) 5782375 | 8.17 | 0.38
1204 | SC | PACIFIC BELL TELEPHONE CO | 258132 | 1991 | D66040 | ICE, CATERPILLAR, MODEL NO. 3508, SERIAL NO. 21201081, DIESEL, EMERGENCY, TURBOCHARGED AND AFTERCOOLED, 8 CYLINDERS, 1096 BHP. | Diesel | Caterpillar | 3508 | 730.6667 |  |  | 1096 | 2350 S MAIN ST | IRVINE | 92714 | M.O.IRBY UNKNOWN | (818) 5782020 | 8.17 | 0.38
1205 | SC | PACIFIC BELL TELEPHONE CO | 362814 | 1999 | F23671 | ICE, CATERPILLAR, MODEL 3508A, DIESEL, EIGHT CYLINDERS, FOUR CYCLE, RICH BURN, TURBOCHARGED AND AFTERCOOLED, 1325 BHP, EMERGENCY | Diesel | Caterpillar | 3508A | 883.3333 |  |  | 1325 | 2350 S MAIN ST | IRVINE | 92714 | M.O.IRBY UNKNOWN | (818) 5782020 | 8.17 | 0.38
1206 | SC | PACIFIC CORPORATE TOWERS | 322298 | 1996 | F4336 | ICE, DETROIT DIESEL, DIESEL, EMERGENCY, MODEL NO. 8163-7305, SERIAL NO. 16V-004956, TURBOCHARGED, 16 CYLINDERS, 960 BHP. | Diesel | Detroit Diesel | 8163-7305 | 640 |  |  | 960 | 100, 200, 222 N SEPULVEDA BLVD | EL SEGUNDO | 90245 | KENNEDY CAMERON | (310) 4141205 | 8.17 | 0.38
1207 | SC | PACIFIC HOSP OF LONG BEACH | 135078 | 1985 | M47605 | ICE, CUMMINS, DIESEL, EMR, MODEL VT12-GA300, 12 CYL, 540 BHP, 300 KW, 12 CYL, WATER COOLED | Diesel | Cummins | VT12-GA300 | 300 | 300 |  |  | 2776 PACIFIC AVE | LONG BEACH | 90806 | REED RON | (562) 5951911 | 11 | 0.53
1208 | SC | PACIFIC HOSP OF LONG BEACH | 135079 | 1985 | M47606 | ICE, CUMMINS, DIESEL, EMR, MODEL KT1150-G, 555 BHP, 300 KW, WATER COOLED, 6 CYL | Diesel | Cummins | KT1150-G | 300 | 300 |  |  | 2776 PACIFIC AVE | LONG BEACH | 90806 | REED RON | (562) 5951911 | 11 | 0.53
1209 | SC | PACIFIC LIFE INSURANCE | 227661 | 1990 | D29249 | ICE, CATERPILLAR, DIESEL, EMERGENCY, MODEL NO. 3406, SERIAL NUMBER 2WB03543, TURBOCHARGED AND AFTERCOOLED, 6 CYLINDERS, 519 BHP. | Diesel | Caterpillar | 3406 | 346 |  |  | 519 | 700 NEWPORT CENTER DR | NEWPORT BEACH | 92660 | MANN MIKE | (714) 6403360 | 8.17 | 0.38
1210 | SC | PACIFIC LIFE INSURANCE | 346456 | 1998 | F16936 | ICE, CUMMINS, 12 CYLINDERS, TURBOCHARGED, AFTERCOOLED, MODEL NO. KTA38-G4, 1490 BHP, DIESEL, EMERGENCY | Diesel | Cummins | KTA38-G4 | 993.3333 |  |  | 1490 | 700 NEWPORT CENTER DR | NEWPORT BEACH | 92660-6397 | MANN MIKE | (714) 6403360 | 8.17 | 0.38
1211 | SC | PACIFIC LIFE INSURANCE | 346457 | 1998 | F16937 | ICE, CUMMINS, 12 CYLINDERS, TURBOCHARGED, AFTERCOOLED, MODEL NO. KTA38-G4, 1490 BHP, DIESEL, EMERGENCY | Diesel | Cummins | KTA38-G4 | 993.3333 |  |  | 1490 | 700 NEWPORT CENTER DR | NEWPORT BEACH | 92660-6397 | MANN MIKE | (714) 6403360 | 8.17 | 0.38
1212 | SC | PACIFIC LIFE INSURANCE | 361103 | 1999 | F22889 | ICE, CUMMINS, 6 CYLINDERS, TURBOCHARGED, AFTERCOOLED, MODEL NO. KTA19-G4, 755 BHP, DIESEL, EMERGENCY. | Diesel | Cummins | KTA19-G4 | 503.3333 |  |  | 755 | 700 NEWPORT CENTER DR | NEWPORT BEACH | 92660 | MANN MIKE | (714) 6403360 | 8.17 | 0.38
1213 | SC | PACIFIC TOWER ASSOCIATES | 194656 | 1989 | D17641 | ICE, CATERPILLAR, DIESEL, EMR, MODEL 3412 DIT, SN 81Z2238, 12 CYL, 680 BHP, | Diesel | Caterpillar | 3412 DIT | 453.3333 |  |  | 680 | 300 OCEANGATE | LONG BEACH | 90802 | SMITH DOUG | (562) 4358200 | 8.17 | 0.38
1214 | SC | PACIFICARE HEALTH SYSTEMS | 276138 | 1992 | D67862 | ICE, CATERPILLAR, DIESEL, EMERGENCY, MODEL NO. 3508, SERIAL NUMBER 1ZF00454, TURBOCHARGED AND AFTERCOOLED, 8 CYLINDERS, 1456 BHP. | Diesel | Caterpillar | 3508 | 970.6667 |  |  | 1456 | 6400 GATEWAY DR | CYPRESS | 90630 | SAMARIN GARY | (714) 8217700 | 8.17 | 0.38
1215 | SC | PAGING NETWORK, INC | 311736 | 1996 | D96474 | ICE, CATERPILLAR, DIESEL, EMERGENCY, MODEL NO. 3412 DISTA (750 KW), TURBOCHARGED AND AFTERCOOLED, 12 CYLINDERS, 1109 BHP. | Diesel | Caterpillar | 3412 DISTA | 750 | 750 |  |  | 6001 RICKENBACKER | COMMERCE | 90040 | BROWN MIKE | (213) 8872537 | 8.17 | 0.38
1216 | SC | PAGING NETWORK, INC | 311739 | 1996 | D96475 | ICE, CATERPILLAR, 6 CYLINDERS, TURBOCHARGED, AFTERCOOLED, MODEL NO. 3406 DITA (350 KW), 519 BHP, DIESEL-FUELED, EMERGENCY | Diesel | Caterpillar | 3406 DITA | 350 | 350 |  |  | 6001 RICKENBACKER | COMMERCE | 90040 | BROWN MIKE | (213) 8872537 | 6.9 | 0.4
1217 | SC | PALM SPRINGS MOTORS INC | 363850 | 1999 | F23801 | ICE, CATERPILLAR, 12 CYLINDERS, TURBOCHARGED, AFTERCOOLED, MODEL NO. 3412 DITTA (600 KW), 890 BHP, DIESEL, EMERGENCY | Diesel | Caterpillar | 3412 DITTA | 600 | 600 |  |  | 69200 HIGHWAY 111 | CATHEDRAL CITY | 92234 | PENDLETON TOM | (760) 3287422 | 8.17 | 0.38
1219 | SC | PAN AM SAT CORPORATION | 335069 | 1997 | F10977 | ICE, CUMMINS, 6 CYLINDERS, TURBOCHARGED, AFTERCOOLED, MODEL NO. NTA855-G3, 535 BHP, DIESEL, EMERGENCY | Diesel | Cummins | NTA855-G3 | 356.6667 |  |  | 535 | 1600 FORBES WAY | LONG BEACH | 90810 | LOTTA JAMES | (310) 5255871 | 6.9 | 0.4
1226 | SC | PARAMOUNT PETR CORP UNIT NO. 18 | 276532 | 1992 | D69707 | ICE, CLARK, NATURAL GAS/LPG, EMERGENCY, MODEL NO. HRA-8, SERIAL NO. 25518, 8 CYLINDERS, 880 BHP. | Natural Gas / LPG | Clark | HRA-8 | 586.6667 |  |  | 880 | 14700 DOWNEY AVE | PARAMOUNT | 90723 | THOMPSON DOUGLAS M | (310) 5312060
1229 | SC | PARAMOUNT PICTURES CORP | 333446 | 1997 | F10038 | ICE, CATERPILLAR, 12 CYLINDERS, TURBOCHARGED, AFTERCOOLED, MODEL NO. 3412 DITTA (500 KW), SERIAL NO. 81Z21299, 746 BHP, DIESEL, EMERGENCY | Diesel | Caterpillar | 3412 DITTA | 500 | 500 |  |  | 5555 MELROSE AVE | LOS ANGELES | 90038 | MONACO FRANK | (323) 9561675 | 6.9 | 0.4
1230 | SC | PARK HYATT LOS ANGELES AT CENTURY CITY | 222467 | 1990 | D23767 | ICE, CATERPILLAR, DIESEL, EMERGENCY, MODEL NO. 3508, SERIAL NO. 5UA00923, TURBOCHARGED, AFTERCOOLED, 8 CYLINDERS, 1069 BHP. | Diesel | Caterpillar | 3508 | 712.6667 |  |  | 1069 | 2151 AVENUE OF THE STARS | LOS ANGELES | 90067 | ANNALORO JEROME | (310) 2771234 | 8.17 | 0.38
1231 | SC | PARKVIEW COMM HOSP MEDICAL CENTER | 302286 | 1995 | D91030 | ICE, CUMMINS, 6 CYLINDERS, TURBOCHARGED, AFTERCOOLED, MODEL NO. VTA28-G2, 900 BHP, DIESEL, EMERGENCY | Diesel | Cummins | VTA28-G2 | 600 |  |  | 900 | 3865 JACKSON ST | RIVERSIDE | 92503 | BROWN LEROY | (909) 6882211 | 8.17 | 0.38
1232 | SC | PASADENA CITY, DWP | 298047 | 1994 | D88885 | ICE, CATERPILLAR, 6 CYLINDERS, TURBOCHARGED, AFTERCOOLED, MODEL NO. 3406 DITA (350 KW), 519 BHP, DIESEL-FUELED, EMERGENCY | Diesel | Caterpillar | 3406 DITA | 350 | 350 |  |  | 130 WALLIS ST | PASADENA | 91105 | BAWA GURCHARAN | (818) 6836562 | 8.17 | 0.38
1233 | SC | PATTON ST HOSP | 147461 | 1986 | M58035 | DIESEL ENGINE, CATERPILLAR, MODEL NO. 3508, 1100 HP, DRIVING A 750 KW, EMERGENCY, SERIAL NO. 23Z01353. | Diesel | Caterpillar | 3508 | 750 | 750 |  |  | 3102 E HIGHLAND AVE | PATTON | 92369 | KLEIST CLIFFORD D | (909) 4257590 | 11 | 0.53
1234 | SC | PATTON ST HOSP | 159209 | 1987 | M61424 | DIESEL ENGINE, CATERPILLAR, MODEL NO. 3508, SERIAL NO. 23701356, 1100 HP, 750 KW, EMERGENCY | Diesel | Caterpillar | 3508 | 750 | 750 |  |  | 3102 E HIGHLAND AVE | PATTON | 92369 | KLEIST CLIFFORD D | (909) 4257590 | 11 | 0.53
1235 | SC | PATTON ST HOSP | 01992E | 1990 | E04895 | GENERATOR NO. 1, ONAN MODEL 750, S/N 0DEZ-4XR-20021C; DRIVEN BY 1115 HP CUMMINS DIESEL ENGINE #33101603. | Diesel | Cummins | N/A | 743.3333 |  | 1115 |  | 3102 E HIGHLAND AVE | PATTON | 92369 | KLEIST CLIFFORD D | (909) 4257590 | 8.17 | 0.38
1236 | SC | PIMCO ADVISORS L P | 351933 | 1999 | F20066 | ICE, CATERPILLAR, 12 CYLINDERS, TURBOCHARGED, AFTERCOOLED, MODEL NO. 3412 DISTA (800 KW), 1185 BHP, DIESEL, EMERGENCY | Diesel | Caterpillar | 3412 DISTA | 800 | 800 |  |  | 840 NEWPORT CENTER DR | NEWPORT BEACH | 92660 | DUNN ANITA | (949) 7215312 | 8.17 | 0.38
1237 | SC | PINE REALTY, INC., MANAGING AGENT | 268182 | 1992 | D55124 | ICE, CATERPILLAR, MODEL NO. 3406BTA, DIESEL, EMERGENCY, TURBOCHARGED, AFTERCOOLED, 6 CYLINDERS, 587 BHP. | Diesel | Caterpillar | 3406B TA | 391.3333 |  |  | 587 | 1801 AVE OF THE STARS | LOS ANGELES | 90067 | LESTER ROBERTA | (310) 2775711 | 8.17 | 0.38
1238 | SC | PIVOTAL CENTURY PLAZA HOTEL, LLC | 351746 | 1999 | F20124 | ICE, CATERPILLAR, EMERGENCY, MODEL NO. 3508, AFTERCOOLED, 8 CYLINDERS, 1106 BHP. | Diesel | Caterpillar | 3508 | 737.3333 |  |  | 1106 | 2025 AVENUE OF THE STARS | LOS ANGELES | 90067 | HART VINCE | (310) 2772000 | 8.17 | 0.38
1239 | SC | PIVOTAL CENTURY PLAZA HOTEL, LLC | 351747 | 1999 | F20125 | ICE, DETROIT DIESEL, DIESEL, EMERGENCY, MODEL NO. 8163-7305, SERIAL NO. 16V-006196, TURBOCHARGED, 16 CYLINDERS, 960 BHP. | Diesel | Detroit Diesel | 8163-7305 | 640 |  |  | 960 | 2025 AVENUE OF THE STARS | LOS ANGELES | 90067 | HART VINCE | (310) 2772000 | 8.17 | 0.38
1241 | SC | PORT OF LONG BEACH | 316681 | 1996 | D99985 | ICE, CUMMINS, 16 CYLINDERS, TURBOCHARGED, AFTERCOOLED, MODEL NO. KTA50-G3, 1850 BHP, DIESEL, EMERGENCY | Diesel | Cummins | KTA50-G3 | 1233.3333 |  |  | 1850 | 2615 PIER A STREET EAST | LONG BEACH | 90813 | ALLEN E DAN | (310) 5904140 | 8.17 | 0.38
1242 | SC | PORT OF LONG BEACH | 333746 | 1997 | F10234 | ICE, CUMMINS, 12 CYLINDERS, TURBOCHARGED, AFTERCOOLED, MODEL NO. QST30-G1 (750 KW), 1135 BHP, DIESEL, EMERGENCY | Diesel | Cummins | QST30-G1 | 750 | 750 |  |  | 2801 W OCEAN BLVD | LONG BEACH | 90813 | ALLEN E. DAN | (310) 5904140 | 8.17 | 0.38
1243 | SC | PORT OF LONG BEACH, CA UNITED TERMINALS | 282880 | 1993 | D75094 | ICE, CATERPILLAR, MODEL NO. 3406B DITA, DIESEL FUELED, EMERGENCY, SERIAL NO. 4R601559, 6 CYLINDERS, TURBOCHARGED AND AFTERCOOLED, 587 BHP. | Diesel | Caterpillar | 3406B DITA | 391.3333 |  |  | 587 | 1200 PIER E ST | LONG BEACH | 90802 | HOLTZ D. A. | (310) 5904172 | 8.17 | 0.38
1244 | SC | PORT OF LOS ANGELES | 332240 | 1997 | F9465 | ICE, CATERPILLAR, 8 CYLINDER, TURBOCHARGED, AFTERCOOLED, MODEL NO. 3508 DITA (750 KW), SERIAL NO. 23Z06722, 1093 BHP, DIESEL, EMERGENCY | Diesel | Caterpillar | 3508 DITA | 750 | 750 |  |  | 3610 D0CK ST | SAN PEDRO | 90731 | GROVES RON | (310) 7323648 | 8.17 | 0.38
1245 | SC | POWER SYSTEMS ASSOCIATES | 341209 | 1998 | F16882 | ICE, CATERPILLAR, 12 CYLINDERS, TURBOCHARGED, AFTERCOOLED, MODEL NO. 3512 DITA (1250 KW), SERIAL NO. 24Z08648, 1801 BHP, DIESEL, EMERGENCY | Diesel | Caterpillar | 3512 DITA | 1250 | 1250 |  |  | VARIOUS LOCATIONS IN SCAQMD | WHITTIER | 90601 | SHEPHERD ROBERT | (562) 4636072 | 8.17 | 0.38
1246 | SC | POWER SYSTEMS ASSOCIATES | 348854 | 1998 | F19814 | ICE, PORTABLE, CATERPILLAR, MODEL NO. 3412C DITA, DIESEL FUELED, ELECTRICAL GENERATOR DRIVER, 12 CYLINDERS, TURBOCHARGED AND AFTERCOOLED, 1011 BHP. | Diesel | Caterpillar | 3412C DITA | 674 |  |  | 1011 | VARIOUS LOCATIONS IN SCAQMD | WHITTIER | 90601 | SHEPHERD ROBERT | (562) 4636072 | 8.17 | 0.38
1247 | SC | POWER SYSTEMS ASSOCIATES | 359598 | 1999 | F22252 | ICE, PORTABLE, CATERPILLAR, MODEL NO. 3412XQ, SERIAL NO. 2WJO2415, DIESEL, TURBOCHARGED AND AFTERCOOLED, 1072 BHP | Diesel | Caterpillar | 3412 XQ | 714.6667 |  |  | 1072 | VARIOUS LOCATIONS IN SCAQMD | WHITTIER | 90601 | SHEPHERD ROBERT | (562) 4636072 | 8.17 | 0.38
1248 | SC | POWER SYSTEMS ASSOCIATES | 359600 | 1999 | F22253 | ICE, PORTABLE, CATERPILLAR, MODEL NO. 3412XQ, SERIAL NO. 2WJO2397, DIESEL, TURBOCHARGED AND AFTERCOOLED, 1072 BHP | Diesel | Caterpillar | 3412 XQ | 714.6667 |  |  | 1072 | VARIOUS LOCATIONS IN SCAQMD | WHITTIER | 90601 | SHEPHERD ROBERT | (562) 4636072 | 8.17 | 0.38
1249 | SC | POWER SYSTEMS ASSOCIATES | 359601 | 1999 | F22254 | ICE, PORTABLE, CATERPILLAR, MODEL NO. 3412 XQ, SERIAL NO. 2WJO2398, DIESEL, TURBOCHARGED AND AFTERCOOLED, 1072 BHP | Diesel | Caterpillar | 3412 XQ | 714.6667 |  |  | 1072 | VARIOUS LOCATIONS IN SCAQMD | WHITTIER | 90601 | SHEPHERD ROBERT | (562) 4636072 | 8.17 | 0.38
1250 | SC | POWER SYSTEMS ASSOCIATES | 359603 | 1999 | F22349 | ICE, PORTABLE, CATERPILLAR, MODEL NO. 3512 XQ, SERIAL NO. 24Z09243, DIESEL, TURBOCHARGED AND AFTERCOOLED, 1662 BHP | Diesel | Caterpillar | 3512 XQ | 1108 |  |  | 1662 | VARIOUS LOCATIONS IN SCAQMD | WHITTIER | 90601 | SHEPHERD ROBERT | (562) 4636072 | 8.17 | 0.38
1251 | SC | POWER SYSTEMS ASSOCIATES | 359604 | 1999 | F22350 | ICE, PORTABLE, CATERPILLAR, MODEL NO. 3512 XQ, SERIAL NO. 24Z09197, DIESEL, TURBOCHARGED AND AFTERCOOLED, 1662 BHP | Diesel | Caterpillar | 3512 XQ | 1108 |  |  | 1662 | VARIOUS LOCATIONS IN SCAQMD | WHITTIER | 90601 | SHEPHERD ROBERT | (562) 4636072 | 8.17 | 0.38
1252 | SC | POWER SYSTEMS ASSOCIATES | 359607 | 1999 | F22348 | ICE, PORTABLE, CATERPILLAR, MODEL NO. 3516 XQ, SERIAL NO. 25Z06478, DIESEL, TURBOCHARGED AND AFTERCOOLED, 2304 BHP | Diesel | Caterpillar | 3516 XQ | 1536 |  |  | 2304 | VARIOUS LOCATIONS IN SCAQMD | WHITTIER | 90601 | SHEPHERD ROBERT | (562) 4636072 | 8.17 | 0.38
1253 | SC | PRATT/NO PLZ ASSOC-MAXIMSDEPARIS STE HTL | 187629 | 1989 | D12271 | ICE, CATERPILLAR, DIESEL, EMERGENCY, MODEL NO. 3408, SERIAL NO. 78201602, TURBOCHARGED, AFTERCOOLED, 8 CYLINDERS, 538 BHP. | Diesel | Caterpillar | 3408 | 358.6667 |  |  | 538 | 285 N PALM CANYON DR | PALM SPRINGS | 92262 | MORENO CARLOS | (619) 3229000 | 8.17 | 0.38
1254 | SC | PREMIER AMERICA FEDERAL CREDIT UNION | 216910 | 1989 | D37294 | ICE, CATERPILLAR, MODEL NO. 3406, DIESEL, EMERGENCY, TURBOCHARGED, AFTERCOOLED, 6 CYLINDERS, 519 BHP. | Diesel | Caterpillar | 3406 | 346 |  |  | 519 | 19867 PRAIRIE ST | CHATSWORTH | 91311 | CROSBY MIKE | (818) 7724079 | 8.17 | 0.38
1257 | SC | PRESBYTERIAN INTERCOMMUNITY HOSP | 114685 | 1983 | M38189 | ICE, DETROIT DIESEL, EMR, DIESEL, MODEL 8163-7305, 590 BHP, 500 KW, TURBOCHARGED | Diesel | Detroit Diesel | 8163-7305 | 500 | 500 |  |  | 12401 E WASHINGTON BLVD | WHITTIER | 90602 | ORTIZ JOE | (310) 6980811 | 12 | 0.53
1258 | SC | PRESBYTERIAN INTERCOMMUNITY HOSP | 280759 | 1993 | D73391 | ICE, CATERPILLAR, DIESEL, EMERGENCY, MODEL NO. 3508, TURBOCHARGED, AFTERCOOLED, 12 CYLINDERS, 1199 BHP. | Diesel | Caterpillar | 3508 | 799.3333 |  |  | 1199 | 12401 E WASHINGTON BLVD | WHITTIER | 90602 | ORTIZ JOE | (310) 6980811 | 8.17 | 0.38
1266 | SC | PRINCESS CRUISES | 355403 | 1999 | F20930 | ICE, DETROIT DIESEL, DIESEL, 12 CYLINDERS, TURBOCHARGED, AFTERCOOLED, MODEL NO. 9123-7426, 1850 BHP, EMERGENCY | Diesel | Detroit Diesel | 9123-7426 | 1233.3333 |  |  | 1850 | 24305 TOWN CENTER DR | VALENCIA | 91355 | GUNTHER JAN | (661) 2554000 | 8.17 | 0.38
1269 | SC | PROVIDENCE HOLY CROSS MEDICAL CTR. | 337429 | 1998 | F12552 | DIESEL ENGINE, LAWLESS DETROIT DIESEL, MODEL NO. 12V-149T, 12 CYLINDERS, 1135 HP, 800 KW, EMERGENCY | Diesel | Detroit Diesel | 12V-149T | 800 | 800 |  |  | 15031 RINALDI ST | MISSION HILLS | 91345-1285 | BRINK RAY | (818) 8984523 | 8.17 | 0.38
1270 | SC | QUEEN OF THE VALLEY HOSPITAL | 184459 | 1989 | D16903 | ICE, CUMMINS, DIESEL-FUELED, EMERGENCY, MODEL NO. KTA38-G1, TURBOCHARGED, AFTERCOOLED, 12 CYLINDERS, 1067 BHP. | Diesel | Cummins | KTA38-G1 | 711.3333 |  |  | 1067 | 1115 S SUNSET AVE | WEST COVINA | 91790 | HENDERSON JEFFREY | (818) 9624011 | 8.17 | 0.38
1271 | SC | QUINBY BUILDING | 357346 | 1999 | F26336 | ICE, CATERPILLAR, MODEL NO. D348 (600 KW), SERIAL NO. 36J2963, DIESEL, EMERGENCY, TURBOCHARGED, 1040 BHP. | Diesel | Caterpillar | D348 | 600 | 600 |  |  | 650 S GRAND AVE | LOS ANGELES | 90017 | GOBLE JIM | (213) 6225995 | 8.17 | 0.38
1272 | SC | QUINBY BUILDING | 357347 | 1999 | F26337 | ICE, CATERPILLAR, MODEL NO. D348 (600 KW), SERIAL NO. 36J2960, DIESEL, EMERGENCY, TURBOCHARGED, 1040 BHP. | Diesel | Caterpillar | D348 | 600 | 600 |  |  | 650 S GRAND AVE | LOS ANGELES | 90017 | GOBLE JIM | (213) 6225995 | 8.17 | 0.38
1273 | SC | QWEST COMMUNICATIONS CORPORATION | 371214 | 2000 | F32576 | ICE, CATERPILLAR, 12 CYLINDERS, TURBOCHARGED, AFTERCOOLED, MODEL NO. 3512B DITA (1500 KW), SERIAL NO. 8RM00527, 2155 BHP, DIESEL, EMERGENCY | Diesel | Caterpillar | 3512B DITA | 1500 | 1500 |  |  | 600 W 7TH ST | LOS ANGELES | 90017 | REICHERT LARRY | (303) 9923223 | 6.9 | 0.4
1274 | SC | RALPHS GROCERY CO | 176245 | 1988 | D11977 | ICE, CATERPILLAR, DIESEL, EMR, MODEL 3412, 12 CYL, 800 BHP, TURBOCHARGED, AFTERCOOLED | Diesel | Caterpillar | 3412 | 533.3333 |  |  | 800 | 2201-15 S WILMINGTON AVE | COMPTON | 90220 | CHEN CAROL | (310) 8844288 | 8.17 | 0.38
1275 | SC | RALPHS GROCERY CO | 312181 | 1996 | D96648 | ICE, CATERPILLAR, DIESEL, EMR, MODEL 3508, 16 CYL, 1200 BHP, TURBOCHARGED, AFTERCOOLED | Diesel | Caterpillar | 3508 | 800 |  |  | 1200 | 1500 EASTRIDGE AVE | RIVERSIDE | 92506 | CHEN CAROL | (310) 8844288 | 8.17 | 0.38
1276 | SC | RALPHS GROCERY CO | 312182 | 1996 | D96649 | EMERGENCY, ICE, CATERPILLAR, MODEL NO. 3508, DIESEL, 1200 HP, SIXTEEN CYLINDERS, LEAN BURN, TURBOCHARGED AND AFTERCOOLED | Diesel | Caterpillar | 3508 | 800 |  | 1200 |  | 1500 EASTRIDGE AVE | RIVERSIDE | 92506 | CHEN CAROL | (310) 8844288 | 8.17 | 0.38
1277 | SC | RANCHO CALIFORNIA WATER DISTRICT | 258912 | 1991 | D47327 | ICE, CATERPILLAR, MODEL NO. 3512 SITA, RICH BURN, TURBOCHARGED, AFTERCOOLED, 12 CYLINDERS, FOUR STROKE CYCLE, 795 BHP, AT 1200 RPM, ONE EXHAUST WITH A HOUSTON DENOX CATALYTIC CONVERTER, DRIVING A 550 KW EMERGENCY ELECTRICAL GENERATOR, CATERPILLAR, MODEL SR4. | Diesel | Caterpillar | 3512 SITA | 550 | 550 |  |  | 41520 MARGARITA RD NORMA MARSHALL PUMP STATION | TEMECULA | 92591 | OERTEL BOB | (714) 4723505 | 8.17 | 0.38
1278 | SC | RANCHO CALIFORNIA WATER DISTRICT | 281211 | 1993 | D91310 | ICE, WAUKESHA, MODEL NO. VHP36000GSI, SERIAL NO. G48693, NATURAL GAS FUELED, EMERGENCY, ELECTRICAL GENERATOR DRIVER, RICH BURN, TURBOCHARGED, INTERCOOLED, 6 CYLINDERS, 863 BHP, EQUIPPED WITH AN AUTOMATIC AIR/FUEL RATIO CONTROLLER. | Natural Gas | Waukesha | VHP36000GSI | 575.3333 |  |  | 863 | 26266 WASHINGTON ST | MURRIETA | 92562 | WEBSTER ANDREW | (909) 6764101
1279 | SC | RANCHO CALIFORNIA WATER DISTRICT | 281226 | 1993 | D73919 | ICE, CATERPILLAR, MODEL NO. 3512 DITA, EMERGENCY, DIESEL, V-12, FOUR CYCLE, TURBOCHARGED AND AFTERCOOLED, 1801 BHP. | Diesel | Caterpillar | 3512 DITA | 1200.6667 |  |  | 1801 | 26266 WASHINGTON ST | MURRIETA | 92562 | WEBSTER ANDREW | (909) 6764101 | 8.17 | 0.38
1280 | SC | RANCHO CALIFORNIA WATER DISTRICT | 281228 | 1993 | D73920 | ICE, CATERPILLAR, MODEL NO. 3512 DITA, EMERGENCY, DIESEL, V-12, FOUR CYCLE, TURBOCHARGED AND AFTERCOOLED, 1801 BHP. | Diesel | Caterpillar | 3512 DITA | 1200.6667 |  |  | 1801 | 26266 WASHINGTON ST | MURRIETA | 92562 | WEBSTER ANDREW | (909) 6764101 | 8.17 | 0.38
1281 | SC | RANCHO SAN ANTONIO MED CTR | 192098 | 1989 | D28896 | ICE, CUMMINS, DIESEL, EMR, MODEL NTTA855-GS2, 6 CYL, 535 BHP, TURBOCHARGED, AFTERCOOLED | Diesel | Cummins | NTTA855-GS2 | 356.6667 |  |  | 535 | 7777 MILLIKEN | RANCHO CUCAMONGA | 91730 | SANCHEZ MARK | (714) 8798932 | 8.17 | 0.38
1282 | SC | RAYTHEON SYSTEMS COMPANY | 337695 | 1998 | F19059 | ICE (LOCATED IN BUILDING R1-ESN), EMERGENCY FIRE, DIESEL FUEL, DETROIT DIESEL, MODEL 12V-71T, 630 HP, WITH A TURBOCHARGER. | Diesel | Detroit Diesel | 12V-71T | 420 |  | 630 |  | 1970 E IMPERIAL HWY | EL SEGUNDO | 90245 | SILLAT UVE | (310) 6167316 | 6.9 | 0.4
1288 | SC | RCN TELECOM SERVICES CALIFORNIA | 374740 | 2000 | F34512 | ICE, CATERPILLAR, MODEL NO. 3512 DITA, DIESEL, TURBOCHARGED AND AFTERCOOLED, RATED AT 1801 BHP, EMERGENCY | Diesel | Caterpillar | 3512 DITA | 1200.6667 |  |  | 1801 | 1059 BEDMAR ST | CARSON | 90745 | FAUSHER CRAIG | (650) 7032209 | 6.9 | 0.4
1289 | SC | RED LION HOTEL - GLENDALE | 273066 | 1992 | D63652 | ICE, DETROIT DIESEL, MODEL NO. 8163-7416, DIESEL FUELED, EMERGENCY, TURBOCHARGED, AFTERCOOLED, 16 CYLINDERS, 1170 BHP. | Diesel | Detroit Diesel | 8163-7416 | 780 |  |  | 1170 | 100 W GLENOAKS BLVD | GLENDALE | 91202 | GLEAVE RICHARD | (818) 9565466 | 8.17 | 0.38
1290 | SC | REDLANDS CITY, MUN UTILITIES DEPT | 340743 | 1998 | F14291 | ICE, CUMMINS, DIESEL-FUELED, EMERGENCY, MODEL NO. KTA19-G2, TURBOCHARGED, AFTERCOOLED, 6 CYLINDERS, 600 BHP. | Diesel | Cummins | KTA19-G2 | 400 |  |  | 600 | 955 PARK DR | REDLANDS | 92373 | DICKEY STEPHEN C | (909) 7987698 | 6.9 | 0.4
1291 | SC | REDLANDS COMMUNITY HOSPITAL | 364474 | 1999 | F25818 | ICE, CATERPILLAR, MODEL 3508B, DIESEL, TWELVE CYLINDERS, TURBOCHARGED AND AFTERCOOLED, RATED AT 1502 BHP, EMERGENCY | Diesel | Caterpillar | 3508B | 1001.3333 |  |  | 1502 | 350 TERRACINA BLVD | REDLANDS | 92373-4897 | MADSEN BRIAN G | (909) 3356437 | 8.17 | 0.38
1292 | SC | REGATTA SEASIDE H O A | 374150 | 2000 | F33887 | ICE, CATERPILLAR, 12 CYLINDERS, TURBOCHARGED, AFTERCOOLED, MODEL NO. 3412 DITTA (600 KW), SERIAL NO. 81Z24072, 896 BHP, DIESEL-FUELED, DRIVING AN EMERGENCY ELECTRICAL GENERATOR. | Diesel | Caterpillar | 3412 DITTA | 600 | 600 |  |  | 13600 MARINA POINTE DR | MARINA DEL REY | 90292 | DE SILVA GEOFFREY | (310) 5778776 | 6.9 | 0.4
1293 | SC | REICHHOLD INC | 369700 | 2000 | F33833 | ICE, EMERGENCY, SERIAL NO. 4ZR03668, DIESEL FUEL, CATERPILLAR, MODEL 3406, WITH AFTERCOOLER, TURBOCHARGER, 587 BHP. | Diesel | Caterpillar | 3406 | 391.3333 |  |  | 587 | 237 S MOTOR AVE | AZUSA | 91702 | DANIELS JOHN | (626) 3344974 | 6.9 | 0.4
1295 | SC | RIALTO CITY | 198359 | 1989 | D31476 | ICE, CATERPILLAR, 6 CYLINDERS, TURBOCHARGED, AFTERCOOLED, DIESEL, MODEL NO. 3412 DI, SERIAL NO. PA-2038, 749 BHP, EMERGENCY | Diesel | Caterpillar | 3412 DI | 499.3333 |  |  | 749 | 501 E SANTA ANA AVE | BLOOMINGTON | 92316 | WELLINGTON RICHARD | (909) 8202610 | 8.17 | 0.38
1296 | SC | RIVERSIDE CITY, SEWAGE SYSTEMS DIV | 314645 | 1996 | D98521 | ICE, CATERPILLAR, 8 CYLINDERS, TURBOCHARGED, AFTERCOOLED, MODEL NO. 3508 DITA (800 KW), 1199 BHP, DIESEL, EMERGENCY | Diesel | Caterpillar | 3508 DITA | 800 | 800 |  |  | 3930 PIERCE ST | RIVERSIDE | 92503 | CRUZE ROD | (909) 3516011 | 8.17 | 0.38
1297 | SC | RIVERSIDE CO., BOARD OF SUPERVISORS | 217012 | 1989 | D39561 | ICE, FAIRBANKS MORSE, MODEL B350-400D-54, SERIAL NO. 79088/FM, TURBOCHARGED, INTERCOOLED, 536 BHP, DIESEL, EMERGENCY. | Diesel | Fairbanks Morse | B340-400D-54 | 357.3333 |  |  | 536 | 46209 OASIS ST | RIVERSIDE | 92501 | BURT E. | (714) 2754838 | 8.17 | 0.38
1298 | SC | RIVERSIDE CO., BOARD OF SUPERVISORS | 338086 | 1998 | F12908 | ICE, CATERPILLAR, 6 CYLINDERS, TURBOCHARGED, AFTERCOOLED, MODEL NO. 3406 DITA (400 KW), 587 BHP, DIESEL, EMERGENCY | Diesel | Caterpillar | 3406 DITA | 400 | 400 |  |  | 4050 MAIN ST | RIVERSIDE | 92501 | ALFRED JOHN | (714) 2754844 | 6.9 | 0.4
1299 | SC | RIVERSIDE CO., GSA BUILDING SERVICES | 157381 | 1987 | D13498 | ICE, CATERPILLAR, DIESEL, MODEL 3512, 1800 HP, 1250 KW | Diesel | Caterpillar | 3512 | 1250 | 1250 |  |  | 4000 ORANGE ST | RIVERSIDE | 92501 | FONG ART | (909) 2754482 | 11 | 0.53
1300 | SC | RIVERSIDE CO., GSA BUILDING SERVICES | 157431 | 1987 | D13497 | ICE, CATERPILLAR, DIESEL, MODEL 3512, 1800 HP, 1250 KW | Diesel | Caterpillar | 3512 | 1250 | 1250 |  |  | 4000 ORANGE ST | RIVERSIDE | 92501 | FONG ART | (909) 2754482 | 11 | 0.53
1301 | SC | RIVERSIDE CO.,GEN SERV AGENCY/BLDG SERV | 243286 | 1990 | D52838 | ICE, DETROIT DIESEL, DIESEL, EMERGENCY, MODEL NO. 16V159TIB, LEAN BURN, TURBOCHARGED, INTERCOOLED, 16 CYLINDERS, TWO CYCLE, 2340 BHP AT 1800 RPM. | Diesel | Detroit Diesel | 16V-159TIB | 1560 |  |  | 2340 | 30755 AULD RD | MURRIETA | 92362-4199 | DAVIS DAVE | (909) 2754800 | 8.17 | 0.38
1302 | SC | RIVERSIDE CO.,GEN SERV AGENCY/BLDG SERV | 377824 | 2000 | F35865 | ICE, CATERPILLAR, 6 CYLINDERS, TURBOCHARGED, AFTERCOOLED, MODEL NO. 3406 DITA (300 KW), 443 BHP, DIESEL, EMERGENCY | Diesel | Caterpillar | 3406 DITA | 300 | 300 |  |  | 30755 AULD RD | MURRIETA | 92362-4199 | DAVIS DAVE | (909) 2754800 | 6.9 | 0.4
1303 | SC | RIVERSIDE HEALTHCARE SYSTEM L.L.C. | 331936 | 1997 | F9301 | ICE, CATERPILLAR, 8 CYLINDERS, TURBOCHARGED, AFTERCOOLED, MODEL NO. 3508 DITA (700 KW), SERIAL NO. 23Z05945, 1025 BHP, DIESEL, EMERGENCY | Diesel | Caterpillar | 3508 DITA | 700 | 700 |  |  | 4445 MAGNOLIA AVE | RIVERSIDE | 92501 | KRULL ROBERT | (909) 7883150 | 8.17 | 0.38
1304 | SC | RIVERSIDE HEALTHCARE SYSTEM L.L.C. | 331942 | 1997 | F9299 | ICE NO. 2, CATERPILLAR, DIESEL, MODEL NO. 3508, 1106 HP, DRIVING A 750 KW ELECTRIC GENERATOR | Diesel | Caterpillar | 3508 | 750 | 750 |  |  | 4445 MAGNOLIA AVE | RIVERSIDE | 92501 | KRULL ROBERT | (909) 7883150 | 8.17 | 0.38
1305 | SC | RIVERSIDE HEALTHCARE SYSTEM L.L.C. | 331943 | 1997 | F9298 | ICE NO. 2, CATERPILLAR, DIESEL, MODEL NO. 3508, 1106 HP, DRIVING A 750 KW ELECTRIC GENERATOR | Diesel | Caterpillar | 3508 | 750 | 750 |  |  | 4445 MAGNOLIA AVE | RIVERSIDE | 92501 | KRULL ROBERT | (909) 7883150 | 8.17 | 0.38
1306 | SC | RMS FOUNDATION INC | 285181 | 1993 | D76919 | ICE, DETROIT DIESEL, DIESEL, EMERGENCY, MODEL NO. 7163-7300, TURBOCHARGED, AFTERCOOLED, 16 CYLINDERS, 645 BHP. | Diesel | Detroit Diesel | 7163-7300 | 430 |  |  | 645 | 1256 S PIER J AVE | LONG BEACH | 90801 | GONZALEZ JORGE | (310) 4991660 | 8.17 | 0.38
1307 | SC | RUBIDOUX COMMUNITY SERVICES DISTRICT | 304276 | 1995 | D91543 | ICE, CATERPILLAR, 12 CYLINDERS, TURBOCHARGED, AFTERCOOLED, MODEL NO. 3412 DITTA (700 KW), 1025 BHP, DIESEL, EMERGENCY | Diesel | Caterpillar | 3412 DITTA | 700 | 700 |  |  | 2100 FLEETWOOD DR | RUBIDOUX | 92509 | LOPEZ DAVID | (909) 6847580 | 8.17 | 0.38
1308 | SC | RUBIO CANON LAND & WATER ASSOCIATION | 334946 | 1997 | F10801 | ICE, CUMMINS, 6 CYLINDERS, TURBOCHARGED, AFTERCOOLED, MODEL NO. KTA19-G4, 755 BHP, DIESEL, EMERGENCY | Diesel | Cummins | KTA19-G4 | 503.3333 |  |  | 755 | 263 W FIGUEROA DR | ALTADENA | 91001 | WEAVER WALLEY | (818) 7970509 | 8.17 | 0.38
1309 | SC | S HOPE ST ASSOC,400 S HOPE ST MGT CO | 204707 | 1989 | D64538 | ICE, CUMMINS, DIESEL, EMR, MODEL VT1710GS, SN 37103290, TURBOCHARGED, AFTERCOOLED, 12 CYL, 685 BHP | Diesel | Cummins | VT1710GS | 456.6667 |  |  | 685 | 400 S HOPE ST | LOS ANGELES | 90071 | CROTHERS TOM | (213) 6273255 | 8.17 | 0.38
1310 | SC | SADDLEBACK COMMUNITY COLLEGE DISTRICT | 343205 | 1998 | F15339 | ICE, DETROIT DIESEL, 8 CYLINDERS, TURBOCHARGED, AFTERCOOLED, MODEL NO. 8083-7405 (8V-92TA), SERIAL NO. 396432, 568 BHP, DIESEL-FUELED, DRIVING AN EMERGENCY ELECTRICAL GENERATOR | Diesel | Detroit Diesel | 8083-7405 | 378.6667 |  |  | 568 | 28000 MARGUERITE PKY | MISSION VIEJO | 92692-3699 | OZUROVICH JOHN | (714) 8314880 | 6.9 | 0.4
1311 | SC | SADDLEBACK MEMORIAL MEDICAL CENTER | 121070 | 1984 | M38477 | DIESEL, EMERGENCY, LAWLESS, DETROIT DIESEL, 675 HP, SERIAL NO. 91237005, DRIVING A 500 KW GENERATOR. | Diesel | Detroit Diesel | N/A | 500 | 500 |  |  | 24451 HEALTH CENTER DR | LAGUNA HILLS | 92653 | STEWART JAMES | (949) 4523430 | 11 | 0.53
1312 | SC | SADDLEBACK MEMORIAL MEDICAL CENTER | 182154 | 1989 | D09398 | ICE, DETROIT DIESEL, EMERGENCY, DIESEL, MODEL 9123-7306, SN 12E0008872, 12 CYL, 1515 HP, TURBOCHARGED, INTERCOOLED | Diesel | Detroit Diesel | 9123-7306 | 1010 |  |  | 1515 | 24451 HEALTH CENTER DR | LAGUNA HILLS | 92653 | STEWART JAMES | (949) 4523430 | 8.17 | 0.38
1314 | SC | SAINT JOHN'S HOSPITAL & HEALTH CENTER | 320199 | 1996 | F3000 | ICE, CATERPILLAR, 12 CYLINDERS, TURBOCHARGED, AFTERCOOLED, MODEL NO. 3512 DITA (1250 KW), 1801 BHP, DIESEL, EMERGENCY | Diesel | Caterpillar | 3512 DITA | 1250 | 1250 |  |  | 1328 22ND ST | SANTA MONICA | 90404 | ARNOLD NANCY | (310) 8298139 | 8.17 | 0.38
1318 | SC | SAINT MARY MEDICAL CENTER | 253811 | 1991 | D66586 | ICE, CATERPILLAR, COMPRESSION IGNITION, FOUR CYCLE, TURBOCHARGED AND AFTERCOOLED, LEAN BURN, EIGHT CYLINDERS, MODEL NO. 3408, 604 BHP, DIESEL-FUELED, EMERGENCY | Diesel | Caterpillar | 3408 | 402.6667 |  |  | 604 | 1050 LINDEN AVE | LONG BEACH | 90813 | DAY BOB R. | (310) 4919185 | 8.17 | 0.38
1319 | SC | SAINT MARY MEDICAL CENTER | 253812 | 1991 | D66587 | ICE, CATERPILLAR, COMPRESSION IGNITION, FOUR CYCLE, TURBOCHARGED AND AFTERCOOLED, LEAN BURN, EIGHT CYLINDERS, MODEL NO. 3408, 604 BHP, DIESEL-FUELED, EMERGENCY | Diesel | Caterpillar | 3408 | 402.6667 |  |  | 604 | 1050 LINDEN AVE | LONG BEACH | 90813 | DAY BOB R. | (310) 4919185 | 8.17 | 0.38
1320 | SC | SAINT MARY MEDICAL CENTER | 253813 | 1991 | D66588 | ICE, CATERPILLAR, COMPRESSION IGNITION, FOUR CYCLE, TURBOCHARGED AND AFTERCOOLED, LEAN BURN, EIGHT CYLINDERS, MODEL NO. 3408, 604 BHP, DIESEL-FUELED, EMERGENCY | Diesel | Caterpillar | 3408 | 402.6667 |  |  | 604 | 1050 LINDEN AVE | LONG BEACH | 90813 | DAY BOB R. | (310) 4919185 | 8.17 | 0.38
1321 | SC | SAJAHTERA INC, THE BEVERLY HILLS HOTEL | 299701 | 1995 | D87697 | ICE, 8 CYLINDERS, CATERPILLAR, TURBOCHARGED, AFTERCOOLED, MODEL NO. 3508 DITA (800 KW), 1199 BHP, DIESEL, EMERGENCY | Diesel | Caterpillar | 3508 DITA | 800 | 800 |  |  | 9641 SUNSET BLVD | BEVERLY HILLS | 90210 | KIRK MARK J | (310) 2812915 | 8.17 | 0.38
1322 | SC | SAN ANTONIO COMMUNITY HOSP,IPSA MED BLDG | 316290 | 1996 | D99731 | ICE, DETROIT DIESEL, 12 CYLINDERS, TURBOCHARGED, AFTERCOOLED, MODEL NO. 8123-7416 (12V-92TA), 947 BHP, DIESEL, EMERGENCY | Diesel | Detroit Diesel | 8123-7416 | 631.3333 |  |  | 947 | 901 SAN BERNARDINO RD | UPLAND | 91786-4992 | SANTILLI GENE | (909) 9204963 | 8.17 | 0.38
1323 | SC | SAN ANTONIO COMMUNITY HOSPITAL | 341088 | 1998 | F15352 | DETROIT DIESEL, MODEL NO. 8123-7416, DIESEL, EMERGENCY, 600 KW (800 HP), 12 CYLINDERS, TURBOCHARGED AND AFTERCOOLED, 947 BHP | Diesel | Detroit Diesel | 8123-7416 | 800 | 800 |  |  | 999 SAN BERNARDINO RD | UPLAND | 91786-4992 | SANTILLI GENE | (909) 9204963 | 8.17 | 0.38
1325 | SC | SAN ANTONIO COMMUNITY HOSPITAL | 00180B | 1990 | E1867B | DIESEL, EMERGENCY, DETROIT DIESEL, MODEL NO. 9123-7305, SERIAL NO. 12E2607, 600 KW (800 HP) | Diesel | Detroit Diesel | 9123-7305 | 600 | 600 |  |  | 999 SAN BERNARDINO RD | UPLAND | 91786-4992 | SANTILLI GENE | (909) 9204963 | 8.17 | 0.38
1326 | SC | SAN ANTONIO COMMUNITY HOSPITAL | 00181B | 1990 | E1868B | DIESEL, EMERGENCY, DETROIT DIESEL, MODEL NO. 9123-7305, SERIAL NO. 12E2606, 600 KW (800 HP) | Diesel | Detroit Diesel | 9123-7305 | 600 | 600 |  |  | 999 SAN BERNARDINO RD | UPLAND | 91786-4992 | SANTILLI GENE | (909) 9204963 | 8.17 | 0.38
1327 | SC | SAN ANTONIO COMMUNITY HOSPITAL | 01410E | 1990 | E03670 | DIESEL, EMERGENCY, DETROIT DIESEL, MODEL NO. 9123-7305, SERIAL NO. 12E5466, 600 KW (800 HP) | Diesel | Detroit Diesel | 9123-7305 | 600 | 600 |  |  | 999 SAN BERNARDINO RD | UPLAND | 91786-4992 | SANTILLI GENE | (909) 9204963 | 8.17 | 0.38
1328 | SC | SAN BERN CO., GLEN HELEN REHABIL CENTER | 364298 | 1999 | F23998 | ICE, CATERPILLAR, 6 CYLINDERS, TURBOCHARGED, AFTERCOOLED, MODEL NO. 3406 DITA (350 KW), 519 BHP, DIESEL, EMERGENCY | Diesel | Caterpillar | 3406 DITA | 350 | 350 |  |  | 18000 W INSTITUTION RD | SAN BERNARDINO | 92407 | ANDERSON SUSAN | (909) 8802656 | 6.9 | 0.4
1329 | SC | SAN BERN. CO, EPWA COUNTY JAIL | 02390E | 1990 | E05055 | EMERGENCY, ICE NO. 1, CUMMINS, MODEL VTA1710PG700, 635 HP ENGINE, V-12 TYPE, DIESEL | Diesel | Cummins | VTA1710-PG700 | 423.3333 |  | 635 |  | 630 E RIALTO AVE | SAN BERNARDINO | 92415 |  |  | 8.17 | 0.38
1330 | SC | SAN BERN. CO, EPWA COUNTY JAIL | 02391E | 1990 | E05056 | EMERGENCY, ICE NO. 2, CUMMINS, MODEL VTA1710PG700, 635 HP ENGINE, V-12 TYPE, DIESEL | Diesel | Cummins | VTA1710-PG700 | 423.3333 |  | 635 |  | 630 E RIALTO AVE | SAN BERNARDINO | 92415 |  |  | 8.17 | 0.38
1331 | SC | SAN BERN. CO, LAKE ARROWHEAD FIRE DEPT | 229027 | 1990 | D33796 | ICE, GM, MODEL NO. I-499, TURBOCHARGED, AFTERCOOLED, SIX CYLINDERS, FOUR CYCLE, 672 BHP EMERGENCY STAND-BY. | Diesel | General Motors | I-499 | 448 |  |  | 672 | 301 S HWY 173 | LAKE ARROWHEAD | 92352 | THOMPSON WAYNE | (714) 3378586 | 8.17 | 0.38
1332 | SC | SAN BERNARDINO CITY MUN WATER DEPT | 380810 | 2001 | F37194 | ICE, CATERPILLAR, 12 CYLINDERS, TURBOCHARGED, AFTERCOOLED, MODEL NO. 3412, 700 BHP, DIESEL, EMERGENCY | Diesel | Caterpillar | 3412 | 466.6667 |  |  | 700 | VARIOUS LOCATIONS IN SCAQMD | SAN BERNARDINO | 92408 | PERRY JOHN A | (909) 3845502 | 6.9 | 0.4
1333 | SC | SAN BERNARDINO CITY MUN WATER DEPT (WRP) | 157854 | 1987 | D65026 | ICE, EMERGENCY, DIESEL, CATERPILLAR, MODEL NO. 3412 TA, 558 HP, DRIVING A 794 KW STANDBY GENERATOR. | Diesel | Caterpillar | 3412 TA | 372 |  | 558 |  | 399 CHANDLER PL | SAN BERNARDINO | 92408 | PERRY JOHN | (909) 3845108 | 11 | 0.53
1334 | SC | SAN BERNARDINO CITY MUN WATER DEPT (WRP) | 160410 | 1987 | D67815 | ICE, WAUKESHA, MODEL NO. L5108GL, 750 BHP, 880 RPM, TURBOCHARGED, DIGESTER GAS FIRED (NATURAL GAS STANDBY). | Natural Gas | Waukesha | L5108 GL | 500 |  |  | 750 | 399 CHANDLER PL | SAN BERNARDINO | 92408 | PERRY JOHN | (909) 3845108
1335 | SC | SAN BERNARDINO CITY MUN WATER DEPT (WRP) | 160411 | 1987 | D67816 | ICE, WAUKESHA, MODEL NO. L5108GL (OR SUPERIOR MODEL 5GTLB), 750 BHP, 880 RPM, TURBOCHARGED, DIGESTER GAS FIRED (NATURAL GAS STANDBY). | Natural Gas | Waukesha | L5108 GL | 500 |  |  | 750 | 399 CHANDLER PL | SAN BERNARDINO | 92408 | PERRY JOHN | (909) 3845108
1336 | SC | SAN BERNARDINO CITY MUN WATER DEPT (WRP) | 380830 | 2001 | F37155 | ICE, 16 CYLINDERS, CATERPILLAR, TURBOCHARGED, AFTERCOOLED, MODEL NO. 3516DITA (1500 KW), SERIAL NO. 25Z02986, 2151 BHP, FUELED, EMERGENCY GENERATOR. | Diesel | Caterpillar | 3516 DITA | 1500 | 1500 |  |  | 399 CHANDLER PL | SAN BERNARDINO | 92408 | PERRY JOHN | (909) 3845108 | 6.9 | 0.4
1337 | SC | SAN BERNARDINO CITY, WATER & POWER DEPT | 380832 | 2001 | F37183 | ICE, CATERPILLAR, 12 CYLINDERS, TURBOCHARGED, AFTERCOOLED, MODEL NO. 3412 (500 KW), 658 BHP, DIESEL, EMERGENCY GENERATOR. | Diesel | Caterpillar | 3412 | 500 | 500 |  |  | 1302 SOUTH E ST | SAN BERNARDINO | 92408 | NORTON DUANE | (714) 3845108 | 6.9 | 0.4
1338 | SC | SAN BERNARDINO CO. | 219579 | 1989 | D62573 | ICE NO. 1, CATERPILLAR, DIESEL, MODEL NO. 3508, TURBOCHARGED, AFTERCOOLED, EIGHT CYLINDERS, FOUR CYCLE, SERIAL NO. 237O2861, 1196 HP, DUAL EXHAUST, DRIVING A 892 KW ELECTRIC GENERATOR | Diesel | Caterpillar | 3508 | 892 | 892 |  |  | 9500 ETIWANDA AVE | RANCHO CUCAMONGA | 91739 | OGDEN JIM | (714) 3872240 | 8.17 | 0.38
1339 | SC | SAN BERNARDINO CO. | 219580 | 1989 | D62572 | ICE NO. 2, CATERPILLAR, DIESEL, MODEL NO. 3508, TURBOCHARGED, AFTERCOOLED, EIGHT CYLINDERS, FOUR CYCLE, SERIAL NO. 237O2854, 1196 HP, DUAL EXHAUST, DRIVING A 892 KW ELECTRIC GENERATOR | Diesel | Caterpillar | 3508 | 892 | 892 |  |  | 9500 ETIWANDA AVE | RANCHO CUCAMONGA | 91739 | OGDEN JIM | (714) 3872240 | 8.17 | 0.38
1340 | SC | SAN BERNARDINO CO. | 219581 | 1989 | D62574 | ICE, NO. 3, CATERPILLAR, DIESEL FUELED, MODEL NO. 3508, TURBOCHARGED, AFTERCOOLED, EIGHT CYLINDERS, FOUR CYCLE, ENGINE, SERIAL NO. 23702858, 1196 HP, DUAL EXHAUST, 800 KW. | Diesel | Caterpillar | 3508 | 800 | 800 |  |  | 9500 ETIWANDA AVE | RANCHO CUCAMONGA | 91739 | OGDEN JIM | (714) 3872240 | 8.17 | 0.38
1341 | SC | SAN BERNARDINO INTL AIRPORT AUTHORITY | 290248 | 1994 | D81022 | ICE, CUMMINS, MODEL NO. VTA1710G, DIESEL FUELED, EMERGENCY ELECTRICAL GENERATOR DRIVER, 12 CYLINDERS, TURBOCHARGED, AND AFTERCOOLED, 800 BHP. | Diesel | Cummins | VTA1710G | 533.3333 |  |  | 800 | VARIOUS BLDGS SBIA | SAN BERNARDINO | 92408 | POPP LARRY | (909) 3827580 | 8.17 | 0.38
1342 | SC | SAN BERNARDINO MUN WATER DEPT | 352050 | 1999 | F20271 | ICE, CATERPILLAR, 6 CYLINDERS, TURBOCHARGED, AFTERCOOLED, MODEL NO. 3406 DITA (400 KW), SERIAL NO. 4RZ04456, 587 BHP, DIESEL, EMERGENCY | Diesel | Caterpillar | 3406 DITA | 400 | 400 |  |  | 195 N D ST | SAN BERNARDINO | 92401 | VALDEZ THOMAS A | (909) 3845087 | 6.9 | 0.4
1343 | SC | SAN BERNARDINO REHAB HOSP, R. E. BALLARD | 286188 | 1993 | D78789 | ICE, CATERPILLAR, DIESEL, MODEL NO. 3412 TA, FOUR CYCLE, TURBOCHARGED, AFTERCOOLED, TWELVE CYLINDERS, 850 BHP @ 1800 RPM | Diesel | Caterpillar | 3412 TA | 566.6667 |  |  | 850 | 1760 W 16TH ST | SAN BERNARDINO | 92241 | FELTENBERG DAVID W | (909) 4731210 | 8.17 | 0.38
1344 | SC | SAN BERNARDINO, CITY OF - POLICE DEPT | 304632 | 1995 | D91736 | ICE, DETROIT DIESEL, 16 CYLINDERS, TURBOCHARGED, AFTERCOOLED, MODEL NO. 8163-7416 (16V-92TA), 1232 BHP, DIESEL, EMERGENCY | Diesel | Detroit Diesel | 8163-7416 | 821.3333 |  |  | 1232 | 710 N D ST | SAN BERNARDINO | 92418 | SHARER JAMES | (909) 3845244 | 8.17 | 0.38
1345 | SC | SAN CLEMENTE CITY, WASTEWATER DIV | 177546 | 1988 | D11490 | ICE, CUMMINS/ONAN, DIESEL, EMR, MODEL 1000 KTA51, 16 CYL, 1490 BHP, TURBOCHARGED, AFTERCOOLED | Diesel | Cummins | 1000 KTA51 | 993.3333 |  |  | 1490 | 380 AVENIDA PICO | SAN CLEMENTE | 92672 | WILLIAMS GEORGE | (213) 0000000 | 8.17 | 0.38
1346 | SC | SAN CLEMENTE CITY, WATER & SANITATION | 10684A | 1981 | M28382 | ICE, CUMMINS, COMPRESSION IGNITION, FOUR STROKE, NATURALLY ASPIRATED, V-12 TYPE, MODEL NO. VT-1710-65, SERIAL NO. 45338, 750 HP, DIESEL, 450 KW, EMERGENCY. | Diesel | Cummins | VT1710-65 | 450 | 450 |  |  | 1811 AVENIDA ESTACION | SAN CLEMENTE | 92672 | HOWARD A J | (949) 3361553 | 12 | 0.53
1347 | SC | SAN GABRIEL VALLEY MEDICAL CENTER | 352278 | 1999 | F20218 | ICE, CUMMINS, DIESEL, EMERGENCY, MODEL KTA-38-GI, SERIAL NO. 79245, TURBOCHARGED, AFTERCOOLED, 12 CYLINDERS, 1135 BHP. | Diesel | Cummins | KTA38-G1 | 756.6667 |  |  | 1135 | 438 W LAS TUNAS DR | SAN GABRIEL | 91776 | GUZMAN JOHN | (626) 5706502 | 8.17 | 0.38
1348 | SC | SAN GORGONIO PASS MEM HOSP DIST | 124925 | 1984 | M47152 | ICE, DIESEL, CATERPILLAR, MODEL NO. 3412, 620 HP, 420 KW, EMERGENCY | Diesel | Caterpillar | 3412 | 420 | 420 |  |  | 600 N HIGHLAND SPRINGS AVE | BANNING | 92220 | CALDER STUART | (909) 8451121 | 11 | 0.53
1349 | SC | SANTA ANA CITY, CORPORATE YARD | 281285 | 1993 | D73732 | ICE, DETROIT DIESEL, DIESEL, EMERGENCY, MODEL NO. 8V-92TA, 8083-7416, 8 CYLINDERS, TURBOCHARGED AND AFTERCOOLED, 643 BHP. | Diesel | Detroit Diesel | 8083-7416 | 428.6667 |  |  | 643 | 215 S CENTER ST | SANTA ANA | 92701 | BAILEY AL | (714) 5496860 | 8.17 | 0.38
1350 | SC | SANTA MARGARITA WATER DIST | 178643 | 1988 | D88653 | ICE, CATERPILLAR, MODEL NO. 3412 DIT, DIESEL, FUELED, EMERGENCY, SERIAL NO. 81Z08525, 12 CYLINDERS, TURBOCHARGED, 749 BHP. | Diesel | Caterpillar | 3412 DIT | 499.3333 |  |  | 749 | 27204 E LA PAZ | MISSION VIEJO | 92692 | MEYER RON | (949) 4596594 | 8.17 | 0.38
1351 | SC | SANTA MARGARITA WATER DISTRICT | 188234 | 1989 | D68366 | ICE, CATERPILLAR, COMPRESSION IGNITION, FOUR STROKE CYCLE, TURBOCHARGED AND AFTERCOOLED, LEAN BURN, EIGHT CYLINDERS, MODEL NO. 3508, 1196 BHP, DIESEL-FUELED, EMERGENCY | Diesel | Caterpillar | 3508 | 797.3333 |  |  | 1196 | 24134 ANTONIO PKY | RANCHO STA MARGARITA | 92691 | PALZES MIKE | (714) 4723505 | 8.17 | 0.38
1352 | SC | SANTA MARGARITA WATER DISTRICT | 248521 | 1991 | D58520 | ICE, CUMMINS, MODEL KTA19-G2, DIESEL, EMERGENCY, TURBOCHARGED, AFTERCOOLED, 6 CYLINDERS, 600 BHP. | Diesel | Cummins | KTA19-G2 | 400 |  |  | 600 | 1 ALTISIMA | RANCHO STA MARGARITA | 92688 | PALZES MIKE | (714) 4723505 | 8.17 | 0.38
1353 | SC | SANTA MARGARITA WATER DISTRICT | 275588 | 1992 | D68393 | ICE, CATERPILLAR, DIESEL, EMERGENCY, MODEL NO. 3412 TA, TURBOCHARGED, AFTERCOOLED, 12 CYLINDERS, 745 BHP. | Diesel | Caterpillar | 3412 TA | 496.6667 |  |  | 745 | 23084 ANTONIO PKY | RANCHO STA MARGARITA | 92688 | PALZES MIKE | (714) 8553614 | 8.17 | 0.38
1354 | SC | SANTA MARGARITA WATER DISTRICT | 277736 | 1993 | D70821 | ICE, CUMMINS, MODEL NO. VTA 1710-G2, DIESEL, EMERGENCY, TURBOCHARGED, AFTERCOOLED, 12 CYLINDERS, 900 BHP. | Diesel | Cummins | VTA1710-G2 | 600 |  |  | 900 | 24152 ANTONIO PKY | RANCHO STA MARGARITA | 92688 | MEYER RON | (714) 5823204 | 8.17 | 0.38
1355 | SC | SANTA MARGARITA WATER DISTRICT | 277738 | 1993 | D70822 | ICE, CATERPILLAR, MODEL NO. 3508 DITA, DIESEL, EMERGENCY, TURBOCHARGED, AFTERCOOLED, 8 CYLINDERS, 1336 BHP | Diesel | Caterpillar | 3508 DITA | 890.6667 |  |  | 1336 | 23372 LA GLORIETA LN | MISSION VIEJO | 92691 | AGUILAR JAIME | (714) 5823204 | 8.17 | 0.38
1356 | SC | SANTA MARGARITA WATER DISTRICT | 278463 | 1993 | D70246 | ICE, CUMMINS, MODEL NO. KTA38-G2, DIESEL, EMERGENCY, TURBOCHARGED, AFTERCOOLED, 12 CYLINDERS, 1200 BHP. | Diesel | Cummins | KTA38-G2 | 800 |  |  | 1200 | 22215 SANTA MARGARITA PKY | RANCHO STA MARGARITA | 92688 | PALZES MIKE | (714) 8553614 | 8.17 | 0.38
1357 | SC | SANTA MARGARITA WATER DISTRICT | 279979 | 1993 | D74068 | ICE, CATERPILLAR, COMPRESSION IGNITION, FOUR STROKE CYCLE, TURBOCHARGED AND AFTERCOOLED, LEAN BURN, TWELVE CYLINDERS, V-TYPE, MODEL NO. 3412 DIT, 755 HP, DIESEL-FUELED, 500 KW, EMERGENCY | Diesel | Caterpillar | 3412 DIT | 500 | 500 |  |  | 22442 ALICIA PKY | MISSION VIEJO | 92688 | JORDAN ROBERT | (714) 4935225 | 8.17 | 0.38
1358 | SC | SANTA MARGARITA WATER DISTRICT | 349069 | 1999 | F18768 | ICE, CATERPILLAR, 12 CYLINDERS, TURBOCHARGED, AFTERCOOLED, MODEL NO. 3412 DITTA (500 KW), SERIAL NO. 81Z13823, DIESEL, 746 BHP, DIESEL, EMERGENCY | Diesel | Caterpillar | 3412 DITTA | 500 | 500 |  |  | S/W CRN OF AVENIDA PICO T13919 | SAN CLEMENTE | 92677 | PALZES MIKE | (714) 8553614 | 6.9 | 0.4
1359 | SC | SANTA MARGARITA WATER DISTRICT | 362969 | 1999 | F23539 | ICE, CATERPILLAR, 6 CYLINDERS, TURBOCHARGED, AFTERCOOLED, MODEL NO. 3406 DITA (400 KW), 587 BHP, DIESEL, EMERGENCY | Diesel | Caterpillar | 3406 DITA | 400 | 400 |  |  | 27925 O'NEIL RD | RANCHO SANTA MARGARITA | 92688 | MEYER RON | (949) 4596594 | 6.9 | 0.4
1362 | SC | SANTA MONICA - UCLA MEDICAL CENTER | 380928 | 2001 | F37746 | ICE, CUMMINS, 16 CYLINDERS, TURBOCHARGED, AFTERCOOLED, MODEL NO. KTA50-G9 (1500 KW), 2220 BHP, DIESEL, EMERGENCY | Diesel | Cummins | KTA50-G9 | 1500 | 1500 |  |  | 1250 16TH ST | SANTA MONICA | 90404-1200 | OTT DAVID | (310) 7945369 | 6.9 | 0.4
1363 | SC | SANTA MONICA CITY | 281217 | 1993 | D73525 | ICE, DETROIT DIESEL, COMPRESSION IGNITION, 12 CYLINDERS, TWO CYCLE, TURBOCHARGED, AFTERCOOLED, MODEL NO. 12V92TA, 947 BHP, DIESEL, EMERGENCY | Diesel | Detroit Diesel | 12V-92TA | 631.3333 |  |  | 947 | 1228 S BUNDY DR | LOS ANGELES | 90025 | READ CHERYL | (213) 4588232 | 8.17 | 0.38
1364 | SC | SANTA MONICA CITY, UTILITIES DIV, E&PWMD | 366693 | 2000 | F32577 | ICE, CUMMINS, 12 CYLINDERS, TURBOCHARGED, AFTERCOOLED, MODEL NO. QST30-G5, 1490 BHP, DIESEL, EMERGENCY | Diesel | Cummins | QST30-G5 | 993.3333 |  |  | 1490 | 1625 APPIAN WAY | SANTA MONICA | 90405 | BORBOA GILBERT M | (310) 4588230 | 6.9 | 0.4
1365 | SC | SANTA MONICA CITY, WATER/WASTEWATER ADMI | 281216 | 1993 | D75261 | ICE, DETROIT DIESEL, COMPRESSION IGNITION, 12 CYLINDERS, TWO CYCLE, TURBOCHARGED, AFTERCOOLED, MODEL NO. 12V92TA, 947 BHP, DIESEL, EMERGENCY | Diesel | Detroit Diesel | 12V-92TA | 631.3333 |  |  | 947 | 11375 WESTMINSTER AVE | LOS ANGELES | 90066 | HARVEY ROBERT | (310) 8266712 | 8.17 | 0.38
1366 | SC | SANTA MONICA CITY,MUNI BUSLINE/TRANS FAC | 225331 | 1990 | D25591 | ICE, DETROIT DIESEL, DIESEL, EMERGENCY, MODEL NO. 7163-7305, SERIES 16V-71T, TURBOCHARGED, INTERCOOLED, 16 CYLINDERS, TWO CYCLE, 830 BHP. | Diesel | Detroit Diesel | 7163-7305 | 553.3333 |  |  | 830 | 1620 6TH ST | SANTA MONICA | 90401 | NEVA LEROY | (213) 4581975 | 8.17 | 0.38
1367 | SC | SANTEE DAIRIES, INC | 365122 | 2000 | F34115 | ICE, DETROIT DIESEL, 24 CYLINDER, TURBOCHARGED, AFTERCOOLED, MODEL 7243-7406 (24V-71TA), 1550 BHP, DIESEL, EMERGENCY | Diesel | Detroit Diesel | 7243-7406 | 1033.3333 |  |  | 1550 | 17851 E RAILROAD ST | CITY OF INDUSTRY | 91748 | STARKEY MIKE | (626) 9233070 | 6.9 | 0.4
1368 | SC | SANTIAGO HILLS PUMP STATION | 369588 | 2000 | F34556 | ICE, DETROIT DIESEL, 6 CYLINDERS, TURBOCHARGED, AFTERCOOLED, MODEL NO. 6063-TK35 (410 KW), 550 BHP, DIESEL, EMERGENCY | Diesel | Detroit Diesel | 6063-TK35 | 410 | 410 |  |  | SANTIAGO CYN RD E OF JAMBOREE RD | IRVINE | 92614 | REDDICK JOHN T | (714) 6492600 | 6.9 | 0.4
1369 | SC | SANWA BANK CALIFORNIA | 242417 | 1990 | D59892 | ICE, CATERPILLAR, MODEL NO. 3508, DIESEL, EMERGENCY, TURBOCHARGED, AFTERCOOLED, 8 CYLINDERS, 1093 BHP. | Diesel | Caterpillar | 3508 | 728.6667 |  |  | 1093 | 1977 SATURN ST | MONTEREY PARK | 91754 | MONROE PATRICIA | (213) 7273265 | 8.17 | 0.38
1370 | SC | SANWA BANK CALIFORNIA | 242418 | 1990 | D59893 | ICE, CATERPILLAR, MODEL NO. 3508, DIESEL, EMERGENCY, TURBOCHARGED, AFTERCOOLED, 8 CYLINDERS, 1093 BHP. | Diesel | Caterpillar | 3508 | 728.6667 |  |  | 1093 | 1977 SATURN ST | MONTEREY PARK | 91754 | MONROE PATRICIA | (213) 7273265 | 8.17 | 0.38
1371 | SC | SANWA BANK CALIFORNIA | 244980 | 1991 | D59829 | ICE, CATERPILLAR, MODEL NO. 3508, DIESEL, EMERGENCY, TURBOCHARGED, AFTERCOOLED, 8 CYLINDERS, 1093 BHP. | Diesel | Caterpillar | 3508 | 728.6667 |  |  | 1093 | 1977 SATURN ST | MONTEREY PARK | 91754 | MONROE PATRICIA | (213) 7273265 | 8.17 | 0.38
1373 | SC | SEAL BEACH CITY | 159531 | 1987 | D36722 | ICE, WAUKESHA, NATURAL GAS, MODEL L3712G, NATURALLY ASPIRATED, 12 CYLINDERS, 581 BHP, WITH A NON-SELECTIVE CATALYTIC REDUCTION SYSTEM, ENGELHARD. | Natural Gas | Waukesha | L3712G | 387.3333 |  |  | 581 | 3333 BOLSA CHICA RD | SEAL BEACH | 90740 | JUE DENNIS H | (213) 4312527
1374 | SC | SEARS, ROEBUCK COMPANY | 272498 | 1992 | D62256 | ICE, CATERPILLAR, MODEL D34127, DIESEL, TWELVE CYLINDERS, FOUR CYCLE, TURBOCHARGED, 749 BHP, EMERGENCY | Diesel | Caterpillar | D34127 | 499.3333 |  |  | 749 | 9337 MILLIKEN AVE | RANCHO CUCAMONGA | 91730 | DAVIS JIM | (714) 9486002 | 8.17 | 0.38
1375 | SC | SEMPRA ENERGY FAC MGMT/CENTRAL PLANTS | 156964 | 1987 | D12797 | ICE, WAUKESHA, NATURAL GAS, MODEL 5108, NATURALLY ASPIRATED, 12 CYLINDERS, 708 BHP, WITH A NON-SELECTIVE CATALYTIC REDUCTION SYSTEM, ECS | Natural Gas | Waukesha | 5108 | 472 |  |  | 708 | 2501 E COLLEGE PL | FULLERTON | 92371 | WOLFE JON | (714) 8793450
1376 | SC | SEMPRA ENERGY FAC MGMT/CENTRAL PLANTS | 177138 | 1988 | D13100 | ICE, FAIRBANKS MORSE, MODEL 50A6TCW-8V, DIESEL, EMERGENCY, TURBOCHARGED, INTERCOOLED, 8 CYLINDERS, 515 BHP. | Diesel | Fairbanks Morse | 50A6TCW-8V | 343.3333 |  |  | 515 | 715 W 3RD ST | LOS ANGELES | 90017 | ZISON STANLEY | (213) 2444195 | 8.17 | 0.38
1377 | SC | SEMPRA ENERGY FAC MGMT/CENTRAL PLANTS | 177139 | 1988 | D23756 | ICE, WAUKESHA, STANDBY, NATURAL GAS, MODEL 5708, NATURALLY ASPIRATED, 12 CYLINDERS, 700 BHP | Natural Gas | Waukesha | 5708 | 466.6667 |  |  | 700 | 2052 CENTURY PARK EAST | CENTURY CITY | 90067 | WASHINGTON ANDREW F. | (213) 8795677
1378 | SC | SEMPRA ENERGY FAC MGMT/CENTRAL PLANTS | C04035 | 1976 | P67827 | ICE NO. 1, NORDBERG, TYPE FSG-136-HSC, DUAL FUEL, FOUR CYCLE, SIX CYLINDERS, IN-LINE, RATED AT 1650 BHP. | Dual Fuel | Nordberg | FSG-136-HSC | 1100 |  | 1650 |  | 715 W 3RD ST | LOS ANGELES | 90017 | ZISON STANLEY | (213) 2444195 | 12 | 0.53
1379 | SC | SEMPRA ENERGY FAC MGMT/CENTRAL PLANTS | C04036 | 1976 | P67828 | ICE NO. 2, NORDBERG, TYPE FSG-136-HSC, DUAL FUEL, FOUR CYCLE, SIX CYLINDERS, IN-LINE, RATED AT 1650 BHP. | Dual Fuel | Nordberg | FSG-136-HSC | 1100 |  | 1650 |  | 715 W 3RD ST | LOS ANGELES | 90017 | ZISON STANLEY | (213) 2444195 | 12 | 0.53
1380 | SC | SEMPRA ENERGY FAC MGMT/CENTRAL PLANTS | C04037 | 1976 | P67829 | ICE NO. 3, NORDBERG, TYPE FSG-136-HSC, DUAL FUEL, FOUR CYCLE, SIX CYLINDERS, IN-LINE, RATED AT 1650 BHP. | Dual Fuel | Nordberg | FSG-136-HSC | 1100 |  | 1650 |  | 715 W 3RD ST | LOS ANGELES | 90017 | ZISON STANLEY | (213) 2444195 | 12 | 0.53
1382 | SC | SGL TECHNIC INC, POLYCARBON DIVISION | 380870 | 2001 | F37277 | ICE, EMERGENCY, DIESEL, CATERPILLAR, AFTERCOOLER, TURBOCHARGER, 1025 BHP | Diesel | Caterpillar | N/A | 683.3333 |  |  | 1025 | 28176 N STANFORD AVE | VALENCIA | 91355 | GREEN BRIAN | (661) 2570500 | 6.9 | 0.4
1383 | SC | SHERATON L.A. HARBOR | 358693 | 1999 | F22104 | ICE, CATERPILLAR, MODEL NO. 3412, DIESEL, EMERGENCY, TURBOCHARGED AND AFTERCOOLED, 12 CYLINDERS, 749 BHP. | Diesel | Caterpillar | 3412 | 499.3333 |  |  | 749 | 601 S PALOS VERDES ST | SAN PEDRO | 90731 | VAUGHN KNAUST LINDA | (310) 5198200 | 6.9 | 0.4
1387 | SC | SHORELINE SQUARE MANAGEMENT, INC | 188429 | 1989 | D11161 | ICE, DETROIT DIESEL, DIESEL, EMERGENCY, MODEL 8123-7405, SERIAL NO. 12VF002578, TURBOCHARGED, AFTERCOOLED, 12 CYLINDERS, 740 BHP. | Diesel | Detroit Diesel | 8123-7405 | 493.3333 |  |  | 740 | 301 E OCEAN BLVD | LONG BEACH | 90802 | KRUGER BILL | (562) 4352185 | 8.17 | 0.38
1388 | SC | SHRINER'S HOSPITAL FOR CHILDREN | 205597 | 1989 | D20189 | ICE, CATERPILLAR, DIESEL, EMERGENCY, MODEL 3412, TURBOCHARGED, AFTERCOOLED, 12 CYLINDERS, 890 BHP. | Diesel | Caterpillar | 3412 | 593.3333 |  |  | 890 | 3160 GENEVA ST | LOS ANGELES | 90020 | BARUKH ISAAC H | (213) 3883151 | 8.17 | 0.38
1392 | SC | SISCO SYSTEMS | 357540 | 1999 | F21418 | ICE, CUMMINS, 6 CYLINDERS, TURBOCHARGED, AFTERCOOLED, MODEL NO. N14-G2 (399 KW), 535 BHP, DIESEL-FUELED, DRIVING AN EMERGENCY ELECTRICAL GENERATOR. | Diesel | Cummins | N14-G2 | 399 | 399 |  |  | 121 THEORY DR | IRVINE | 92612 | LA VAZZA MIKE | (408) 5273212 | 6.9 | 0.4
1393 | SC | SMART & FINAL | 344271 | 1998 | F15840 | ICE, CATERPILLAR, 12 CYLINDERS, TURBOCHARGED, AFTERCOOLED, MODEL NO. 3412 DITTA (600 KW), 890 BHP, DIESEL, EMERGENCY | Diesel | Caterpillar | 3412 DITTA | 600 | 600 |  |  | 5500 SHEILA ST | COMMERCE | 90040 | FERAMISCO DAN | (909) 6842820 | 8.17 | 0.38
1394 | SC | SNAFUEL INC | 334283 | 1997 | F10487 | ICE, CATERPILLAR, 6 CYLINDERS, TURBOCHARGED, AFTERCOOLED, MODEL NO. 3406 DITA (400 KW), SERIAL NO. 4ZR02450, 587 BHP, DIESEL, EMERGENCY | Diesel | Caterpillar | 3406 DITA | 400 | 400 |  |  | 390 PAULARINO ST | COSTA MESA | 92626 | MORAN RICHARD | (714) 6624551 | 6.9 | 0.4
1395 | SC | SNOW VALLEY INC | 308457 | 1995 | D94713 | ICE, CATERPILLAR, DIESEL, EMERGENCY, MODEL NO. 3512, SERIAL NO. 24Z00678, TURBOCHARGED AND AFTERCOOLED, 12 CYLINDERS, 1330 BHP. | Diesel | Caterpillar | 3512 | 886.6667 |  |  | 1330 | 35100 HWY 18 | RUNNING SPRINGS | 92382-9999 | BECKMAN SWEDE | (909) 8672751 | 8.17 | 0.38
1396 | SC | SNOW VALLEY INC | 308458 | 1995 | D94714 | ICE, CATERPILLAR, DIESEL, EMERGENCY, MODEL NO. 3512, SERIAL NO. 24Z00677, TURBOCHARGED AND AFTERCOOLED, 12 CYLINDERS, 1330 BHP. | Diesel | Caterpillar | 3512 | 886.6667 |  |  | 1330 | 35100 HWY 18 | RUNNING SPRINGS | 92382-9999 | BECKMAN SWEDE | (909) 8672751 | 8.17 | 0.38
1397 | SC | SO CAL EDISON CO | 123746 | 1984 | M53809 | ICE, UNIT 14, GM, MODEL NO. S-16-645-E1, DIESEL, ROOTS-BLOWN SCAVENGED, 16 CYLINDERS, 1950 BHP. | Diesel | General Motors | S-16-645-E1 | 1300 |  |  | 1950 | 1 PEBBLY BEACH RD | AVALON | 90704 | WELSING PETER | (626) 3029536 | 11 | 0.53
1398 | SC | SO CAL EDISON CO | 152189 | 1987 | M60116 | ICE, WAUKESHA, EMERGENCY, MODEL NO. 5200 GSI, 12 CYLINDERS, 1305 HP, TURBOCHARGED, INTERCOOLED, NATURAL GAS FIRED. | Natural Gas | Waukesha | 5200 GSI | 870 |  | 1305 |  | 7300 FENWICK LN | WESTMINSTER | 92683 | STEPMAN MARCI B | (818) 3021805
1399 | SC | SO CAL EDISON CO | 268757 | 1992 | D59029 | ICE UNIT NO. 8, GM, MODEL EMD, DIESEL, MODEL NO. 16-567-D4, SERIAL NO. 64-B-151S, TWO CYCLE, LEAN BURN, TURBOCHARGED, 16 CYLINDERS, 2000 BHP, 1500 KW | Diesel | General Motors | 16-567-D4 | 1500 | 1500 |  |  | 1 PEBBLY BEACH RD | AVALON | 90704 | WELSING PETER | (626) 3029536 | 8.17 | 0.38
1400 | SC | SO CAL EDISON CO | 328545 | 1997 | F8471 | ICE, CATERPILLAR, 12 CYLINDERS, TURBOCHARGED, AFTERCOOLED, MODEL NO. 3512 DITA (1000 KW), 1443 BHP, DIESEL, EMERGENCY | Diesel | Caterpillar | 3512 DITA | 1000 | 1000 |  |  | 125 ELM AVE | LONG BEACH | 90808 | UNKNOWN PETER WELSING | (818) 3029536 | 8.17 | 0.38
1401 | SC | SO CAL EDISON CO | 328548 | 1997 | F9283 | ICE, CATERPILLAR, 16 CYLINDERS, TURBOCHARGED, AFTERCOOLED, MODEL NO. 3516 DITA (1500 KW), 2151 BHP, DIESEL, EMERGENCY | Diesel | Caterpillar | 3516 DITA | 1500 | 1500 |  |  | 23 PARKER | IRVINE | 92715 | WELSING PETER WELSING | (818) 3029536 | 8.17 | 0.38
1402 | SC | SO CAL EDISON CO | 329205 | 1997 | F9284 | ICE, CATERPILLAR, 16 CYLINDERS, TURBOCHARGED, AFTERCOOLED, MODEL NO. 3516 DITA (2000 KW), 2847 BHP, DIESEL, EMERGENCY | Diesel | Caterpillar | 3516 DITA | 2000 | 2000 |  |  | 2255 WALNUT GROVE AVE | ROSEMEAD | 91770 | WELSING PETER | (818) 3029536 | 8.17 | 0.38
1403 | SC | SO CAL EDISON CO | 333702 | 1997 | F10182 | ICE, CATERPILLAR, 16 CYLINDERS, TURBOCHARGED, AFTERCOOLED, MODEL NO. 3516 DITA (1500 KW), SERIAL NO. 25Z05673, 2151 BHP, DIESEL, EMERGENCY | Diesel | Caterpillar | 3516 DITA | 1500 | 1500 |  |  | 23 PARKER | IRVINE | 92715 | WELSING PETER WELSING | (818) 3029536 | 8.17 | 0.38
1404 | SC | SO CAL EDISON CO | 362632 | 1999 | F23407 | ICE, CATERPILLAR, 12 CYLINDERS, TURBOCHARGED, AFTERCOOLED, MODEL NO. 3512 DITA (1000 KW), 1443 BHP, DIESEL, EMERGENCY | Diesel | Caterpillar | 3512 DITA | 1000 | 1000 |  |  | 2244 WALNUT GROVE AVE | ROSEMEAD | 91770 | WELSING PETER | (626) 3029536 | 8.17 | 0.38
1405 | SC | SO CAL EDISON CO | 364989 | 2000 | F24163 | ICE, CATERPILLAR, 6 CYLINDERS, TURBOCHARGED, AFTERCOOLED, MODEL NO. 3406 DITA (350 KW), SERIAL NO. 42R05761, 519 BHP, DIESEL, EMERGENCY | Diesel | Caterpillar | 3406 DITA | 350 | 350 |  |  | 62030 16TH AVE | NORTH PALM SPRINGS | 92258 | WELSING PETER | (626) 3029536 | 6.9 | 0.4
1416 | SC | SO CAL GAS CO | 230090 | 1990 | D35170 | ICE, CATERPILLAR, DIESEL, EMERGENCY, MODEL NO. D348, TURBOCHARGED, AFTERCOOLED, 12 CYLINDERS, 890 BHP. | Diesel | Caterpillar | D348 | 593.3333 |  |  | 890 | 1801 S ATLANTIC BLVD | MONTEREY PARK | 91754 | MOORE MARC | (323) 2655308 | 8.17 | 0.38
1417 | SC | SO CAL GAS CO | 230091 | 1990 | D35169 | ICE, CATERPILLAR, DIESEL, EMERGENCY, MODEL NO. 3512, TURBOCHARGED, AFTERCOOLED, 12 CYLINDERS, 1804 BHP. | Diesel | Caterpillar | 3512 | 1202.6667 |  |  | 1804 | 1801 S ATLANTIC BLVD | MONTEREY PARK | 91754 | MOORE MARC | (323) 2655308 | 8.17 | 0.38
1418 | SC | SO CAL GAS CO | 355118 | 1999 | F20801 | ICE, COMBUSTION ENGINE, CATERPILLAR, 12 CYLINDERS, TURBOCHARGED, AFTERCOOLED, MODEL NO. 3412 DISTA (750 KW), 1109 BHP, DIESEL., EMERGENCY | Diesel | Caterpillar | 3412 DISTA | 750 | 750 |  |  | 1981 W LUGONIA AVE | REDLANDS | 92373 | BAUCHMAN MIKE | (213) 2445405 | 8.17 | 0.38
1429 | SC | SO CAL PRESBYTERIAN HOMES,ROYAL OAKS MNR | 244662 | 1991 | D59874 | ICE, CATERPILLAR, MODEL 3406TA, DIESEL, EMERGENCY, TURBOCHARGED, AFTERCOOLED, 6 CYLINDERS, 587 BHP. | Diesel | Caterpillar | 3406 TA | 391.3333 |  |  | 587 | 1763 ROYAL OAKS DR | DUARTE | 91010 | ERRICKSON NIEL | (626) 3052500 | 8.17 | 0.38
1431 | SC | SO WINE & SPIRITS OF CAL INC | 376017 | 2000 | F34897 | ICE, CATERPILLAR, MODEL 3412 DITTA (600 KW), 12 CYLINDER, TURBOCHARGED, AFTERCOOLED, 896 BHP, DIESEL, EMERGENCY | Diesel | Caterpillar | 3412 DITTA | 600 | 600 |  |  | 17101 VALLEY VIEW AVE | CERRITOS | 90701-2413 | PAVONE ROBERT | (800) 2524737 | 6.9 | 0.4
1432 | SC | SOKA UNIVERSITY OF AMERICA | 349929 | 1999 | F19434 | ICE, CUMMINS, 6 CYLINDERS, TURBOCHARGED, AFTERCOOLED, MODEL NO. NTA855-G5, 605 BHP, DIESEL, EMERGENCY | Diesel | Cummins | NTA855-G5 | 403.3333 |  |  | 605 | 27865 WOOD CANYON DR | ALISO VIEJO | 92656 | ASAWA ARCHIBALD | (949) 4723060 | 6.9 | 0.4
1433 | SC | SOLEC INTERNATIONAL , INC | 329623 | 1997 | F8048 | ICE, CUMMINS, 6 CYLINDERS, TURBOCHARGED, AFTERCOOLED, MODEL NO. NTA855-G5, SERIAL NO. 11844804, 605 BHP, DIESEL, EMERGENCY | Diesel | Cummins | NTA855-G5 | 403.3333 |  |  | 605 | 970 236TH ST | CARSON | 90745 | ELARCOSA JAY | (310) 8345800 | 6.9 | 0.4
1434 | SC | SONY PICTURES ENTERTAINMENT | 292426 | 1994 | D82731 | ICE, CUMMINS, DIESEL, EMERGENCY, MODEL NO. KTA50-GS1, SERIAL NO. 33108744, TURBOCHARGED, AFTERCOOLED, 16 CYLINDERS, 1490 BHP | Diesel | Cummins | KTA50-GS1 | 993.3333 |  |  | 1490 | 10000 W WASHINGTON BLVD | CULVER CITY | 90232-3119 | FEILD ROSANNE | (310) 2804510 | 8.17 | 0.38
1435 | SC | SONY PICTURES ENTERTAINMENT | 349677 | 1999 | F20740 | ICE, GENERAC, MODEL NO. S6R-PTA, DIESEL, EMERGENCY, 6 CYLINDERS, TURBOCHARGED, AFTERCOOLED, 883 BHP. | Diesel | Mitsubishi | S6R-PTA | 588.6667 |  |  | 883 | 600 CORPORATE POINTE | CULVER CITY | 90230 | FEILD ROSANNE | (310) 2444510 | 8.17 | 0.38
1436 | SC | SONY PICTURES ENTERTAINMENT,SONY PICTURE | 340363 | 1998 | F15528 | ICE, MITSUBISHI, MODEL NO. S6R-PTA, SERIAL NO. SPS-CP1, FOUR CYCLE, SIX CYLINDER, DIESEL, 883 BHP, TURBOCHARGED, AFTERCOOLED, EMERGENCY | Diesel | Mitsubishi | S6R-PTA | 588.6667 |  |  | 883 | 10202 W WASHINGTON BLVD | CULVER CITY | 90232-3119 | FEILID ROSANNE | (310) 2444510 | 8.17 | 0.38
1437 | SC | SONY PICTURES ENTERTAINMENT,SONY PICTURE | 380491 | 2001 | F36924 | ICE, CUMMINS, MODEL KTTA50-G2, SERIAL NO. SPS-PP2, DIESEL, 16 CYLINDERS, TURBOCHARGED AND AFTERCOOLED, 2200 BHP, EMERGENCY | Diesel | Cummins | KTTA50-G2 | 1466.6667 |  |  | 2200 | 10202 W WASHINGTON BLVD | CULVER CITY | 90232-3119 | FEILID ROSANNE | (310) 2444510 | 6.9 | 0.4
1438 | SC | SOUTH GATE CITY | 123691 | 1984 | M48041 | ICE, DIESEL, CATERPILLAR, TURBOCHARGED, AFTERCOOLED, MODEL 3508, 8 CYLINDERS, 1090 BHP, 765 KW, EMERGENCY | Diesel | Caterpillar | 3508 | 765 | 765 |  |  | 9475 FRONTAGE W RD | SOUTH GATE | 90280 | SPIRITO LISA | (213) 0000000 | 11 | 0.53
1439 | SC | SOUTH GATE CITY | 285107 | 1993 | D78133 | ICE, CUMMINS, MODEL KTA38-12, DIESEL, TWELVE CYLINDERS, FOUR CYCLE, TURBOCHARGED, AFTERCOOLED, 1200 BHP, EMERGENCY | Diesel | Cummins | KTA38-12 | 800 |  |  | 1200 | 4933 SOUTHERN AVE | SOUTH GATE | 90280 | MASSEY G | (323) 5635443 | 8.17 | 0.38
1440 | SC | SOUTH PARK ASSOC | 214263 | 1989 | D35870 | ICE, CATERPILLAR, DIESEL, MODEL NO. 3412, SERIAL NO. 81Z03832, TURBOCHARGED, AFTERCOOLED, 12 CYLINDERS, 507 BHP. | Diesel | Caterpillar | 3412 | 338 |  |  | 507 | 888 S FIGUEROA ST | LOS ANGELES | 90017 | WONG VICTOR | (213) 6833270 | 8.17 | 0.38
1441 | SC | SO. ORANGE CO. WASTEWATER AUTHORITY | 258550 | 1991 | D60946 | ICE, CATERPILLAR, MODEL NO. 3412 SITA, SERIAL NO. 7DB00473, EMERGENCY, NATURAL GAS, 12 CYLINDERS, FOUR CYCLE, TURBOCHARGED, AFTERCOOLED, 600 BHP. | Natural Gas | Caterpillar | 3412 SITA | 400 |  |  | 600 | 34152 DEL OBISPO ST | DANA POINT | 92629 | WILSON MICHAEL J. | (714) 4961786
1442 | SC | SOUTHWEST MARINE INC | 294053 | 1994 | D95470 | ICE, CATERPILLAR, DIESEL, EMERGENCY, MODEL NO. 3412, SERIAL NO. 3882409, 12 CYLINDERS, TURBOCHARGED, 755 BHP. | Diesel | Caterpillar | 3412 | 503.3333 |  |  | 755 | 985 S SEASIDE AVE | TERMINAL ISLAND | 90731 | ROBINSON BERNARD | (310) 5324013 | 8.17 | 0.38
1445 | SC | SPRINT COMMUNICATIONS CO., L.P. | 351916 | 1999 | F20063 | ICE, CUMMINS, 16 CYLINDERS, TURBOCHARGED, AFTERCOOLED, MODEL NO. KTA50-G3, 1850 BHP, DIESEL, EMERGENCY | Diesel | Cummins | KTA50-G3 | 1233.3333 |  |  | 1850 | 100 S FLOWER ST | BURBANK | 91502 | CONTROL CENTER BUILDING MAINTENANCE | (800) 7588002 | 8.17 | 0.38
1447 | SC | ST CALIF DEPT CORRECTIONS,CAL REHAB CNTR | 263756 | 1992 | D65090 | ICE, CATERPILLAR, DIESEL, EMERGENCY, MODEL 3516 TA, SERIAL NO. 4XF0391, TURBOCHARGED, AFTERCOOLED, 16 CYLINDER, FOUR CYCLE, 2850 HORSEPOWER. | Diesel | Caterpillar | 3516 TA | 1900 |  | 2850 |  | 5TH & WESTERN ST | NORCO | 91760 | COWLEY SHIRLEY | (909) 2732907 | 8.17 | 0.38
1448 | SC | ST JOHNS MEDICAL PLAZA | 211467 | 1989 | D25588 | ICE, CATERPILLAR, DIESEL, EMERGENCY, MODEL 3412, SERIAL NO. 8120669, TURBOCHARGED, AFTERCOOLED, 12 CYLINDERS, 749 BHP. | Diesel | Caterpillar | 3412 | 499.3333 |  |  | 749 | 1301 20TH ST | SANTA MONICA | 90404 | CARTER WILLIAM | (310) 3150200 | 8.17 | 0.38
1449 | SC | ST JUDE MEDICAL CENTER | 227951 | 1990 | D35900 | ICE NO. 1, CATERPILLAR, DIESEL, EMERGENCY, MODEL 3508, SERIAL NO. 23Z03198, TURBOCHARGED, AFTERCOOLED, 8 CYLINDERS, 1108 BHP | Diesel | Caterpillar | 3508 | 738.6667 |  |  | 1108 | 101 E VALENCIA MESA DR | FULLERTON | 92635 | NOONAN ROBERT | (714) 9923988 | 8.17 | 0.38
1450 | SC | ST JUDE MEDICAL CENTER | 237874 | 1990 | D36765 | ICE NO. 2, CATERPILLAR, DIESEL, EMERGENCY, MODEL 3508, SERIAL NO. 23Z03471, TURBOCHARGED, AFTERCOOLED, 8 CYLINDERS, 1108 BHP | Diesel | Caterpillar | 3508 | 738.6667 |  |  | 1108 | 101 E VALENCIA MESA DR | FULLERTON | 92635 | NOONAN ROBERT | (714) 9923988 | 8.17 | 0.38
1451 | SC | ST JUDE MEDICAL CENTER | 360223 | 1999 | F22373 | ICE, CATERPILLAR, 8 CYLINDERS, TURBOCHARGED, AFTERCOOLED, MODEL NO. 3508 DITA (750 KW), 1093 BHP, DIESEL, EMERGENCY. | Diesel | Caterpillar | 3508 DITA | 750 | 750 |  |  | 101 E VALENCIA MESA DR | FULLERTON | 92635 | NOONAN ROBERT | (714) 9923988 | 8.17 | 0.38
1453 | SC | ST VINCENT MED CENTER | 324167 | 1997 | F5246 | ICE, CATERPILLAR, 6 CYLINDER, TURBOCHARGED, AFTERCOOLED, MODEL NO. 3406 DITA (400 KW), 587 BHP, DIESEL, EMERGENCY | Diesel | Caterpillar | 3406 DITA | 400 | 400 |  |  | 2222 OCEAN VIEW AVE | LOS ANGELES | 90057 | BROWN BARBARA | (213) 4847152 | 6.9 | 0.4
1454 | SC | ST. BERNARDINE MEDICAL CENTER | 137296 | 1985 | M57243 | ICE, DETROIT DIESEL, TURBOCHARGED, AFTERCOOLED, MODEL NO. 8123-7305, SERIAL NO. 12VF001612, 750 HP, DIESEL, DRIVING A LIMA ELECTRIC EMERGENCY GENERATOR, MODEL 3150-0819, SERIAL NO. AC92492, AT 500 KW. | Diesel | Detroit Diesel | 3150-0819 | 500 | 500 |  |  | 2101 N WATERMAN AVE | SAN BERNARDINO | 92404-4836 | HEINE MICHAEL | (909) 8838711 | 11 | 0.53
1455 | SC | ST. BERNARDINE MEDICAL CENTER | 333723 | 1997 | F11259 | ICE, DETROIT DIESEL, 16 CYLINDERS, TURBOCHARGED, AFTERCOOLED, MODEL NO. 8163-7416 (16V-92TA), SERIAL NO. 387465, 1232 BHP, DIESEL, EMERGENCY | Diesel | Detroit Diesel | 8163-7416 | 821.3333 |  |  | 1232 | 2101 N WATERMAN AVE | SAN BERNARDINO | 92404-4836 | HEINE MICHAEL | (909) 8838711 | 8.17 | 0.38
1456 | SC | ST. BERNARDINE MEDICAL CENTER | 333724 | 1997 | F11257 | ICE, DETROIT DIESEL, 16 CYLINDERS, TURBOCHARGED, AFTERCOOLED, MODEL NO. 8163-7416 (16V-92TA), SERIAL NO. 387464, 1232 BHP, DIESEL, EMERGENCY | Diesel | Detroit Diesel | 8163-7416 | 821.3333 |  |  | 1232 | 2101 N WATERMAN AVE | SAN BERNARDINO | 92404-4836 | HEINE MICHAEL | (909) 8838711 | 8.17 | 0.38
1458 | SC | ST. FRANCIS MEDICAL CENTER | 246001 | 1991 | D61508 | ICE, DETROIT DIESEL, MODEL NO. 9163-7416, DIESEL FUELED, EMERGENCY, TURBOCHARGED, INTERCOOLED, 16 CYLINDERS, 2340 BHP. | Diesel | Detroit Diesel | 9163-7416 | 1560 |  |  | 2340 | 3630 E IMPERIAL HWY | LYNWOOD | 90262 | BENNET JOHN | (213) 6036217 | 8.17 | 0.38
1459 | SC | ST. FRANCIS MEDICAL CENTER | 328489 | 1997 | F7445 | ICE, DETROIT DIESEL, 24 CYLINDERS, TURBOCHARGED, AFTERCOOLED, MODEL NO. 7243-7406 (24V-71TA), 1550 BHP, DIESEL, EMERGENCY | Diesel | Detroit Diesel | 7243-7406 | 1033.3333 |  |  | 1550 | 3630 E IMPERIAL HWY | LYNWOOD | 90262 | BENNET JOHN | (213) 6036217 | 8.17 | 0.38
1460 | SC | PROVIDENCE ST JOSEPH MED CTR | 276927 | 1993 | D69668 | ICE, CATERPILLAR, MODEL NO. 3512, SERIAL NO. 24203833, DIESEL, EMERGENCY, TURBOCHARGED, AFTERCOOLED, 12 CYLINDERS, 1786 BHP. | Diesel | Caterpillar | 3512 | 1190.6667 |  |  | 1786 | 501 S BUENA VISTA ST | BURBANK | 91505-4866 | ROMERO WALDO T. | (818) 8435111 | 8.17 | 0.38
1461 | SC | ST. VINCENT MEDICAL GROUP | 113434 | 1983 | M35035 | ICE, DETROIT DIESEL ALLISON, COMPRESSION IGNITION, TWO CYCLE, TURBOCHARGED, INTERCOOLED, V-12, MODEL 12V-149TI, 1792 CUBIC INCHES, SERIAL NUMBER 12E0001562, 1155 BHP, DIESEL FUELED, DRIVING A 825 KW ELECTRICAL EMERGENCY GENERATOR. | Diesel | Detroit Diesel | 12V-149TI | 825 | 825 |  |  | 2131 W 3RD ST | LOS ANGELES | 90057 | SEARS RICHARD | (213) 4847153 | 12 | 0.53
1462 | SC | ST. VINCENT MEDICAL GROUP | 114681 | 1983 | M35036 | ICE, DETROIT DIESEL ALLISON, COMPRESSION IGNITION, TWO CYCLE, TURBOCHARGED, INTERCOOLED, V-12, MODEL 12V-149TI, 1792 CUBIC INCHES, SERIAL NUMBER 12E0001561, 1155 BHP, DIESEL FUELED, DRIVING A 825 KW ELECTRICAL EMERGENCY GENERATOR. | Diesel | Detroit Diesel | 12V-149TI | 825 | 825 |  |  | 2131 W 3RD ST | LOS ANGELES | 90057 | SEARS RICHARD | (213) 4847153 | 12 | 0.53
1465 | SC | STARR SURGICAL CO | 360470 | 1999 | F22703 | ICE, DETROIT DIESEL, MODEL NO. 8163-7400, SERIAL NO. 16VF7148, DIESEL, EMERGENCY, 16 CYLINDERS, TURBOCHARGED AND AFTERCOOLED, 986 BHP. | Diesel | Detroit Diesel | 8163-7400 | 657.3333 |  |  | 986 | 1900 MYRTLE AVE | MONROVIA | 91016 | WOOD SANDRA | (626) 3037902 | 8.17 | 0.38
1467 | SC | STATE CA DEPT GEN SRV,R W REGAN STATE BL | 280778 | 1993 | D73619 | ICE, CATERPILLAR, MODEL NO. 3508 STD, SERIAL NO. 23Z02327, DIESEL, EMERGENCY, TURBOCHARGED, AFTERCOOLED, 8 CYLINDERS, 1332 BHP. | Diesel | Caterpillar | 3508 STD | 888 |  |  | 1332 | 300 S SPRING ST | LOS ANGELES | 90013 | SHELTON GENE | (213) 8972241 | 8.17 | 0.38
1468 | SC | STATE CA DEPT GEN SRV,R W REGAN STATE BL | 280779 | 1993 | D73620 | ICE, CATERPILLAR, MODEL NO. 3508 STD, SERIAL NO. 23Z02323, DIESEL, EMERGENCY, TURBOCHARGED, AFTERCOOLED, 8 CYLINDERS, 1332 BHP. | Diesel | Caterpillar | 3508 STD | 888 |  |  | 1332 | 300 S SPRING ST | LOS ANGELES | 90013 | SHELTON GENE | (213) 8972241 | 8.17 | 0.38
1469 | SC | SUBURBAN MEDICAL CENTER | 338953 | 1998 | F13488 | ICE, CUMMINS, 6 CYLINDERS, TURBOCHARGED, AFTERCOOLED, MODEL NO. NTA855-G3, 535 BHP, DIESEL, EMERGENCY | Diesel | Cummins | NTA855-G3 | 356.6667 |  |  | 535 | 16453 S COLORADO AVE | PARAMOUNT | 90723 | STEINAHUSER PATRICK | (562) 4087438 | 6.9 | 0.4
1470 | SC | SUMITOMO LIFE REALTY (N.Y.), INC | 207623 | 1989 | D28187 | ICE, CATERPILLAR, DIESEL, EMERGENCY, MODEL 3412 DITA, TURBOCHARGED, AFTERCOOLED, 12 CYLINDERS, 890 BHP. | Diesel | Caterpillar | 3412 DITA | 593.3333 |  |  | 890 | 1000 WILSHIRE BLVD SUITE 550 | LOS ANGELES | 90017 | LUTES ROY | (213) 6298068 | 8.17 | 0.38
1471 | SC | SUMITOMO LIFE REALTY INC, MURDOCK PLAZA | 270256 | 1992 | D58438 | ICE, CATERPILLAR, DIESEL, EMERGENCY, MODEL NO. D349, SERIAL NO. G1P1243, TURBOCHARGED, AFTERCOOLED, 16 CYLINDERS, 1070 BHP | Diesel | Caterpillar | D349 | 713.3333 |  |  | 1070 | 10900 WILSHIRE BLVD | LOS ANGELES | 90024 | STONECYPHER SANDRA | (310) 2081616 | 8.17 | 0.38
1474 | SC | SYSTEMS MANAGEMENT SPECIALISTS | 324888 | 1997 | F14413 | ICE NO. 2, DETROIT DIESEL, DIESEL, EMERGENCY, MODEL NO. 8163-7305, SERIAL NO. 16VF006032, TURBOCHARGED, AFTERCOOLED, 16 CYLINDERS, 600 BHP. | Diesel | Detroit Diesel | 8163-7305 | 400 |  |  | 600 | 3300 BIRCH ST | BREA | 92621 | WHITEHORN LORAN | (714) 3433435 | 6.9 | 0.4
1475 | SC | SYSTEMS MANAGEMENT SPECIALISTS | 324889 | 1997 | F14414 | ICE NO. 1, DETROIT DIESEL, DIESEL, EMERGENCY, MODEL NO. 8163-7305, SERIAL NO. 16VF002545, TURBOCHARGED, INTERCOOLED, 16 CYLINDERS, 600 BHP | Diesel | Detroit Diesel | 8163-7305 | 400 |  |  | 600 | 3300 BIRCH ST | BREA | 92621 | WHITEHORN LORAN | (714) 3433435 | 6.9 | 0.4
1476 | SC | SYSTEMS MANAGEMENT SPECIALISTS | 324890 | 1997 | F14417 | ICE NO. 3, DETROIT DIESEL, DIESEL, EMERGENCY, MODEL NO. 8163-7305, SERIAL NO. 16VF006432, TURBOCHARGED, INTERCOOLED, 16 CYLINDERS, 600 BHP | Diesel | Detroit Diesel | 8163-7305 | 400 |  |  | 600 | 3300 BIRCH ST | BREA | 92621 | WHITEHORN LORAN | (714) 3433435 | 6.9 | 0.4
1477 | SC | TAMCO | 316130 | 1996 | F5044 | CUMMINS, EMERGENCY, MODEL NO. VTA28-G1, NATURAL GAS, 760 BHP AT 1800 RPM | Natural Gas | Cummins | VTA28-G1 | 506.6667 |  |  | 760 | 12459 ARROW HWY | RANCHO CUCAMONGA | 91739 | PERCHAN MICHAEL | (909) 8990660
1478 | SC | TECH DATA CORPORATION | 336125 | 1998 | F11569 | ICE, DETROIT DIESEL, 8 CYLINDERS, TURBOCHARGED, AFTERCOOLED, MODEL NO. 8083-7405 (8V-92TA), SERIAL NO. 06VF218021, 568 BHP, DIESEL, EMERGENCY | Diesel | Detroit Diesel | 8083-7405 | 378.6667 |  |  | 568 | 13472 MARLAY AVE | FONTANA | 92337 | GODWIN BEN | (813) 5387895 | 6.9 | 0.4
1481 | SC | TELE TV | 353421 | 1999 | F21114 | ICE, CUMMINS, MODEL NO. KTA38-G2, DIESEL, EMERGENCY, 12 CYLINDERS, TURBOCHARGED, AFTERCOOLED, 1200 BHP. | Diesel | Cummins | KTA38-G2 | 800 |  |  | 1200 | 3375 RIO HONDO AVE | EL MONTE | 91734 | SLATER STEPHEN | (818) 7129002 | 8.17 | 0.38
1484 | SC | TELEHOUSE INTERNATIONAL CORP OF AMERICA | 357406 | 1999 | F21397 | ICE, CATERPILLAR, 12 CYLINDERS, TURBOCHARGED, AFTERCOOLED, MODEL NO. 3412 DISTA (800 KW), SERIAL NO. 2WJO1986, 1185 BHP, DIESEL, EMERGENCY | Diesel | Caterpillar | 3412 DISTA | 800 | 800 |  |  | 626 WILSHIRE BLVD 6TH FLOOR | LOS ANGELES | 90017 | WALDMANN KENNETH J. | (718) 3552506 | 8.17 | 0.38
1485 | SC | TELEPACIFIC COMMUNICATIONS | 370753 | 2000 | F37370 | ICE, DETROIT DIESEL, EMERGENCY, SERIAL NO. 380645, DIESEL, TURBOCHARGED AND AFTERCOOLED, 643 BHP. | Diesel | Detroit Diesel | N/A | 428.6667 |  |  | 643 | 800 W 6TH ST 4TH FLOOR | LOS ANGELES | 90017 | PETTORINI LUKE | (213) 2133355 | 6.9 | 0.4
1488 | SC | TENET HEALTHSYSTEM QA INC, QUEEN OF ANGE | 349587 | 1998 | F19296 | ICE, CATERPILLAR, DIESEL, EMERGENCY, MODEL NO. 3412, SERIAL NO. 81Z04208, TWELVE CYLINDERS, TURBOCHARGED, AFTERCOOLED, 890 BHP. | Diesel | Caterpillar | 3412 | 593.3333 |  |  | 890 | 1300 N VERMONT AVE | LOS ANGELES | 90027 | BIONSON ROBERT | (213) 4133000 | 8.17 | 0.38
1489 | SC | TENET HEALTHSYSTEM QA INC, QUEEN OF ANGE | 349589 | 1998 | F19297 | ICE, CUMMINS, DIESEL, EMERGENCY, MODEL VT12-800 GS, SERIAL NO. 10318457, TURBOCHARGED, AFTERCOOLED, 12 CYLINDERS, 600 BHP. | Diesel | Cummins | VT12-800 GS | 400 |  |  | 600 | 1300 N VERMONT AVE | LOS ANGELES | 90027 | BIONSON ROBERT | (213) 4133000 | 6.9 | 0.4
1490 | SC | TENET HEALTHSYSTEM QA INC, QUEEN OF ANGE | 349602 | 1998 | F19299 | ICE, CUMMINS, DIESEL, EMERGENCY, MODEL VT12-800 GS, SERIAL NO. 10311647, TURBOCHARGED, AFTERCOOLED, 12 CYLINDERS, 600 BHP. | Diesel | Cummins | VT12-800 GS | 400 |  |  | 600 | 1300 N VERMONT AVE | LOS ANGELES | 90027 | BIONSON ROBERT | (213) 4133000 | 6.9 | 0.4
1491 | SC | THE AEROSPACE CORP UNIT NO.02 | 264615 | 1992 | D64614 | ICE, CATERPILLAR, DIESEL, MODEL NO. 3508, DIESEL, EMERGENCY, TURBOCHARGED, AFTERCOOLED, 8 CYLINDERS, 1027 BHP. | Diesel | Caterpillar | 3508 | 684.6667 |  |  | 1027 | 2350 E EL SEGUNDO | EL SEGUNDO | 90245-4609 | UMEKUBO RIKI | (310) 3369036 | 8.17 | 0.38
1494 | SC | THE AEROSPACE CORP UNIT NO.02 | 374956 | 2000 | F34835 | ICE, CUMMINS, 6 CYLINDER, TURBOCHARGED, AFTERCOOLED, MODEL NO. N14-G2, 535 BHP, DIESEL, EMERGENCY | Diesel | Cummins | N14-G2 | 356.6667 |  |  | 535 | 2350 E EL SEGUNDO | EL SEGUNDO | 90245-4609 | UMEKUBO RIKI | (310) 3369036 | 8.17 | 0.38
1495 | SC | THE AEROSPACE CORP UNIT NO.02 | 378521 | 2000 | F36235 | ICE NO. 1, CATERPILLAR, 16 CYLINDERS, TURBOCHARGED, AFTERCOOLED, MODEL NO. 3516 DITA (2000 KW), 2847 BHP, DIESEL, EMERGENCY | Diesel | Caterpillar | 3516 DITA | 2000 | 2000 |  |  | 2350 E EL SEGUNDO | EL SEGUNDO | 90245-4609 | UMEKUBO RIKI | (310) 3369036 | 8.17 | 0.38
1496 | SC | THE AEROSPACE CORP UNIT NO.02 | 378522 | 2000 | F36236 | ICE NO. 2, CATERPILLAR, 16 CYLINDERS, TURBOCHARGED, AFTERCOOLED, MODEL NO. 3516 DITA (2000 KW), 2847 BHP, DIESEL, EMERGENCY | Diesel | Caterpillar | 3516 DITA | 2000 | 2000 |  |  | 2350 E EL SEGUNDO | EL SEGUNDO | 90245-4609 | UMEKUBO RIKI | (310) 3369036 | 6.9 | 0.4
1497 | SC | THE AEROSPACE CORP UNIT NO.02 | 378524 | 2000 | F36237 | ICE NO. 3, CATERPILLAR, 16 CYLINDERS, TURBOCHARGED, AFTERCOOLED, MODEL NO. 3516 DITA (2000 KW), 2847 BHP, DIESEL, EMERGENCY | Diesel | Caterpillar | 3516 DITA | 2000 | 2000 |  |  | 2350 E EL SEGUNDO | EL SEGUNDO | 90245-4609 | UMEKUBO RIKI | (310) 3369036 | 6.9 | 0.4
1499 | SC | THE BOEING COMPANY | 177749 | 1988 | D08395 | ICE, CATERPILLAR, DIESEL, EMERGENCY, MODEL NO. 3412 TA, TURBOCHARGED, AFTERCOOLED, 12 CYLINDERS, 800 BHP. | Diesel | Caterpillar | 3412 TA | 533.3333 |  |  | 800 | 2201 SEAL BEACH & 2600 WEST BLVD | SEAL BEACH | 90740 | BOEHM THERESA J | (562) 7974916 | 6.9 | 0.4
1503 | SC | THE DISNEY CHANNEL | 342297 | 1998 | F14898 | ICE, CATERPILLAR, 12 CYLINDERS, TURBOCHARGED, AFTERCOOLED, MODEL NO. 3412 DITTA (500 KW), 746 BHP, DIESEL, EMERGENCY | Diesel | Caterpillar | 3412 DITTA | 500 | 500 |  |  | 3800 W ALAMEDA AVE | BURBANK | 91505 | RUBINO CHRIS | (818) 5606221 | 8.17 | 0.38
1504 | SC | THE FOUR FORTY-FOUR PLAZA | 280016 | 1993 | D72647 | ICE, DETROIT DIESEL, DIESEL, EMERGENCY, MODEL NO. 7163-7305, SERIAL NO. 16VA017394, TURBOCHARGED, AFTERCOOLED, 670 BHP. | Diesel | Detroit Diesel | 7163-7305 | 446.6667 |  |  | 670 | 444 S FLOWER ST STE 1750 | LOS ANGELES | 90017 | HYSEN DEBORAH | (213) 6243229 | 8.17 | 0.38
1505 | SC | THE FOUR FORTY-FOUR PLAZA | 280017 | 1993 | D72648 | ICE, CUMMINS, DIESEL, EMERGENCY, MODEL VT1710-F, SERIAL NO. 37100787, TURBOCHARGED, AFTERCOOLED, 548 BHP. | Diesel | Cummins | VT1710-F | 365.3333 |  |  | 548 | 444 S FLOWER ST STE 1750 | LOS ANGELES | 90017 | HYSEN DEBORAH | (213) 6243229 | 6.9 | 0.4
1506 | SC | THE GALLERIA AT SOUTH BAY | 198344 | 1989 | D12892 | ICE, CATERPILLAR, DIESEL, EMR, MODEL 3408, SN 78201257, 8 CYL, 600 BHP, TURBOCHARGED, AFTERCOOLED | Diesel | Caterpillar | 3408 | 400 |  |  | 600 | 1815 HAWTHORNE BLVD | REDONDO BEACH | 90278 | ROGERS BOB | (310) 3717546 | 8.17 | 0.38
1507 | SC | THE J PAUL GETTY TRUST | 297189 | 1994 | D86006 | ICE, CATERPILLAR, 12 CYLINDERS, TURBOCHARGED, AFTERCOOLED, MODEL NO. 3512 DITA (1250 KW), SERIAL NO. 24Z05246, 1801 BHP, DIESEL, EMERGENCY | Diesel | Caterpillar | 3512 DITA | 1250 | 1250 |  |  | 1200 GETTY CENTER DR | LOS ANGELES | 90049-1642 | DONOHOE JOHN | (310) 4406528 | 8.17 | 0.38
1508 | SC | THE J PAUL GETTY TRUST | 297190 | 1994 | D86014 | ICE, CATERPILLAR, 12 CYLINDERS, TURBOCHARGED, AFTERCOOLED, MODEL NO. 3512 DITA (1250 KW), SERIAL NO. 24Z05255, 1801 BHP, DIESEL, EMERGENCY | Diesel | Caterpillar | 3512 DITA | 1250 | 1250 |  |  | 1200 GETTY CENTER DR | LOS ANGELES | 90049-1642 | DONOHOE JOHN | (310) 4406528 | 8.17 | 0.38
1509 | SC | THE J PAUL GETTY TRUST | 297191 | 1994 | D86003 | ICE, CATERPILLAR, 12 CYLINDERS, TURBOCHARGED, AFTERCOOLED, MODEL NO. 3512 DITA (1250 KW), SERIAL NO. 24Z05256, 1801 BHP, DIESEL, EMERGENCY | Diesel | Caterpillar | 3512 DITA | 1250 | 1250 |  |  | 1200 GETTY CENTER DR | LOS ANGELES | 90049-1642 | DONOHOE JOHN | (310) 4406528 | 8.17 | 0.38
1510 | SC | THE J PAUL GETTY TRUST | 297193 | 1994 | D86004 | ICE, CATERPILLAR, 12 CYLINDERS, TURBOCHARGED, AFTERCOOLED, MODEL NO. 3512 DITA (1250 KW), SERIAL NO. 24Z05259, 1801 BHP, DIESEL, EMERGENCY | Diesel | Caterpillar | 3512 DITA | 1250 | 1250 |  |  | 1200 GETTY CENTER DR | LOS ANGELES | 90049-1642 | DONOHOE JOHN | (310) 4406528 | 8.17 | 0.38
1512 | SC | THE MILLS CORP/MANAGEMENT OFFICE | 320164 | 1996 | F2936 | ICE, CATERPILLAR, 12 CYLINDERS, TURBOCHARGED, AFTERCOOLED, MODEL NO. 3412 DITTA (600 KW), 890 BHP, DIESEL, EMERGENCY | Diesel | Caterpillar | 3412 DITTA | 600 | 600 |  |  | ONE MILLS CIRCLE SUITE 1 | ONTARIO | 91764-5200 | MANCE JIM | (909) 4848301 | 8.17 | 0.38
1513 | SC | THE NEW OTANI HOTEL & GARDENS | C40901 | 1982 | M30839 | ICE, CUMMINS, COMPRESSION-IGNITION, FOUR STROKE, TURBOCHARGED, V-12 TYPE, MODEL NO. VTA12-800-GS, 600 HP, DIESEL, 500 KW | Diesel | Cummins | VTA12-800GS | 500 | 500 |  |  | 120 S LOS ANGELES ST | LOS ANGELES | 90012 | CHASE LADD | (213) 6291200 | 8.17 | 0.38
1515 | SC | THE PACIFIC CONDIMINIUM ASSOCIATION | 242463 | 1990 | D51171 | ICE, CATERPILLAR, MODEL NO. 3412, DIESEL, EMERGENCY, TURBOCHARGED, AFTERCOOLED, 12 CYLINDERS, 745 BHP. | Diesel | Caterpillar | 3412 | 496.6667 |  |  | 745 | 850 E OCEAN BLVD | LONG BEACH | 90802 | HASKELL OWEN W. | (415) 5885600 | 12 | 0.53
1516 | SC | THE PENINSULA BEVERLY HILLS,THE BELVEDER | 251318 | 1991 | D42431 | ICE, CATERPILLAR, MODEL NO. 3406B TA, SERIAL NO. 4RG00865, TURBOCHARGED, AFTERCOOLED, 6 CYLINDERS, 587 BHP. | Diesel | Caterpillar | 3406B TA | 391.3333 |  |  | 587 | 9882 SANTA MONICA BLVD | BEVERLY HILLS | 90212 | MAFFIT DAVID | (310) 8205533 | 8.17 | 0.38
1517 | SC | THE REALTY ASSOCIATES, FUND III | 312411 | 1996 | D96966 | ICE, CATERPILLAR, MODEL NO. 3412, SERIAL NO. 3856207, TURBOCHARGED, INTERCOOLED, 12 CYLINDERS, 755 BHP. | Diesel | Caterpillar | 3412 | 503.3333 |  |  | 755 | 1301 DOVE ST | NEWPORT BEACH | 92660 | WESTBROOK LARRY | (714) 4760337 | 8.17 | 0.38
1518 | SC | THE RICHARD NIXON LIB & BIRTHPLACE FOUND | 212253 | 1989 | D33196 | ICE, CATERPILLAR, MODEL NO. 3408 TA, TURBOCHARGED, AFTERCOOLED, 8 CYLINDERS, 600 BHP. | Diesel | Caterpillar | 3408 TA | 400 |  |  | 600 | 18001 YORBA LINDA BLVD | YORBA LINDA | 92686 | HEWITT HUGH | (714) 5532685 | 8.17 | 0.38
1519 | SC | THE RITZ-CARLTON HOTEL | 228554 | 1990 | D37824 | ICE, CATERPILLAR, DIESEL, EMERGENCY, MODEL NO. 3406, TURBOCHARGED, AFTERCOOLED, 6 CYLINDERS, 519 BHP. | Diesel | Caterpillar | 3406 | 346 |  |  | 519 | 4375 ADMIRALTY WAY | MARINA DEL REY | 90292 | VILLANUEVA MIKE | (310) 8231700 | 8.17 | 0.38
1520 | SC | THE SHOPS @ MISSION VIEJO | 359500 | 1999 | F22147 | ICE, CATERPILLAR, 6 CYLINDERS, TURBOCHARGED, AFTERCOOLED, MODEL NO. 3406 DITA (350 KW), 519 BHP, DIESEL, EMERGENCY | Diesel | Caterpillar | 3406 DITA | 350 | 350 |  |  | 555 SHOPS @ MISSION VIEJO | MISSION VIEJO | 92691 | WILSON CONNIE | (949) 3641832 | 8.17 | 0.38
1521 | SC | THE SUTTON PLACE HOTEL | 182906 | 1989 | D08740 | ICE, CATERPILLAR, DIESEL, EMERGENCY, MODEL NO. 3412, SERIAL NO. 81Z02860, TURBOCHARGED, INTERCOOLED, 12 CYLINDERS, 546 BHP. | Diesel | Caterpillar | 3412 | 364 |  |  | 546 | 4500 MACARTHUR BLVD | NEWPORT BEACH | 92660 | SCHWAB RUSSELL | (949) 4762001 | 8.17 | 0.38
1522 | SC | THE WALT DISNEY COMPANY | 201303 | 1989 | D28406 | ICE, CATERPILLAR DIESEL, EMERGENCY, MODEL NO. 3512, SERIAL NO. 24Z01589, TURBOCHARGED, AFTERCOOLED, 12 CYLINDERS, 1675 BHP. | Diesel | Caterpillar | 3512 | 1116.6667 |  |  | 1675 | 500 S BUENA VISTA | BURBANK | 91521 | RUBINO CHRISTINE | (818) 5606221 | 6.9 | 0.4
1523 | SC | THE WALT DISNEY COMPANY | 242198 | 1990 | D37624 | ICE, DETROIT DIESEL, DIESEL FUELED, EMERGENCY, MODEL NO. 8163-7305, SERIAL NO. 16VA00716, TURBOCHARGED, AFTERCOOLED, 16 CYLINDERS, 860 BHP. | Diesel | Detroit Diesel | 8163-7305 | 573.3333 |  |  | 860 | 500 S BUENA VISTA | BURBANK | 91521 | RUBINO CHRISTINE | (818) 5606221 | 8.17 | 0.38
1524 | SC | THE WALT DISNEY COMPANY | 290970 | 1994 | D81605 | ICE, CUMMINS, 16 CYLINDERS, TURBOCHARGED, AFTERCOOLED, MODEL NO. KTTA50-G2, 2220 BHP, DIESEL, EMERGENCY | Diesel | Cummins | KTTA50-G2 | 1466.6667 |  |  | 2200 | 500 S BUENA VISTA | BURBANK | 91521 | RUBINO CHRISTINE | (818) 5606221 | 8.17 | 0.38
1525 | SC | THE WALT DISNEY COMPANY | 322430 | 1996 | F4245 | ICE, CUMMINS, 16 CYLINDERS, TURBOCHARGED, AFTERCOOLED, MODEL NO. KTA50-G3, 1850 BHP, DIESEL, EMERGENCY | Diesel | Cummins | KTA50-G3 | 1233.3333 |  |  | 1850 | 3100-110 THORNTON AVE | BURBANK | 91505 | RUBINO CHRISTINE | (818) 5606221 | 8.17 | 0.38
1526 | SC | THE WALT DISNEY COMPANY | 322834 | 1996 | F4478 | ICE, CUMMINS, 16 CYLINDERS, TURBOCHARGED, AFTERCOOLED, MODEL NO. KTTA50-G2, 2220 BHP, DIESEL, EMERGENCY | Diesel | Cummins | KTTA50-G2 | 1480 |  |  | 2220 | 500 S BUENA VISTA | BURBANK | 91521 | RUBINO CHRISTINE | (818) 5606221 | 8.17 | 0.38
1527 | SC | THE WALT DISNEY COMPANY | 325264 | 1997 | F5801 | ICE, CUMMINS, 6 CYLINDER, TURBOCHARGED, AFTERCOOLED, MODEL NO. KTA19-G4, 755 BHP, DIESEL, EMERGENCY | Diesel | Cummins | KTA19-G4 | 503.3333 |  |  | 755 | 500 S BUENA VISTA | BURBANK | 91521 | RUBINO CHRISTINE | (818) 5606221 | 8.17 | 0.38
1528 | SC | THE WALT DISNEY COMPANY | 362650 | 1999 | F24566 | ICE, CATERPILLAR, MODEL NO. 3512 DITA, SERIAL NO. 24Z09000, DIESEL FUEL, TWELVE CYLINDERS, TURBOCHARGED, AFTERCOOLED, 1801 BHP, EMERGENCY | Diesel | Caterpillar | 3512 DITA | 1200.6667 |  |  | 1801 | 500 S BUENA VISTA | BURBANK | 91521 | RUBINO CHRISTINE | (818) 5606221 | 8.17 | 0.38
1529 | SC | TIME WARNER ENTERTAINMENT ADV NEWHOUSE | 310963 | 1996 | D95938 | ICE, CUMMINS, MODEL NO. KTA19-G3, DIESEL, EMERGENCY, TURBOCHARGED, AFTERCOOLED, 685 BHP. | Diesel | Cummins | KTA19-G3 | 456.6667 |  |  | 685 | 303 W PALM AVE | ORANGE | 92866 | ELDRIDGE KEN | (714) 7713143 | 8.17 | 0.38
1531 | SC | TISHMAN WEST CO, WILSHIRE LNDMRK I,CA GP | 257143 | 1991 | D50517 | ICE, CATERPILLAR, DIESEL, EMERGENCY, MODEL NO. 3412, TURBOCHARGED, INTERCOOLED, 12 CYLINDERS, 755 BHP. | Diesel | Caterpillar | 3412 | 503.3333 |  |  | 755 | 11755 WILSHIRE BLVD | LOS ANGELES | 90025 | VANDENBERGH FRANK | (310) 4739075 | 6.9 | 0.4
1533 | SC | TOOLEY & COMPANY | 227185 | 1990 | D32455 | ICE, CATERPILLAR, DIESEL, EMERGENCY, MODEL NO. 3406B, TURBOCHARGED, AFTERCOOLED, 6 CYLINDERS, 518 BHP. | Diesel | Caterpillar | 3406B TA | 345.3333 |  |  | 518 | 5 PARK PLZ | IRVINE | 92714 | BANICH MIKE | (714) 2512135 | 8.17 | 0.38
1534 | SC | TOOLEY & COMPANY | 233740 | 1990 | D31416 | ICE, CUMMINS, DIESEL, EMERGENCY, MODEL NO. NTA855-G3, TURBOCHARGED, AFTERCOOLED, 6 CYLINDERS, 535 BHP. | Diesel | Cummins | NTA855-G3 | 356.6667 |  |  | 535 | 5 PARK PLZ | IRVINE | 92714 | BANICH MIKE | (714) 2512135 | 8.17 | 0.38
1535 | SC | OXY WESTWOOD CORP | 282682 | 1993 | D74653 | ICE, CATERPILLAR, DIESEL, EMERGENCY ELECTRICAL GENERATION, MODEL NO. 3408 TA, SERIAL NO. 23ZO2729, TURBOCHARGED, AFTERCOOLED, 8 CYLINDERS, 1174 BHP. | Diesel | Caterpillar | 3408 TA | 782.6667 |  |  | 1174 | 10889 WILSHIRE BLVD | LOS ANGELES | 90024 | DOMINIS ANTHONY | (310) 4436670 | 8.17 | 0.38
1536 | SC | TORRANCE MARRIOTT HOTEL | 190599 | 1989 | D13331 | ICE, CATERPILLAR, DIESEL, EMERGENCY, MODEL NO. 3412, SERIAL NO. 81Z03523, TURBOCHARGED, AFTERCOOLED, 12 CYLINDERS, 680 BHP. | Diesel | Caterpillar | 3412 | 453.3333 |  |  | 680 | 3635 FASHION WAY | TORRANCE | 90503 | KEEFFE DENNIS | (310) 3163636 | 8.17 | 0.38
1538 | SC | TORRANCE MEMORIAL MEDICAL CENTER | 306903 | 1995 | D93299 | ICE, CATERPILLAR, DIESEL, EMERGENCY, MODEL NO. 3516 DITA (1500 KW), 2151 BHP, TURBOCHARGED, AFTERCOOLED, 16 CYLINDERS | Diesel | Caterpillar | 3516 DITA | 1500 | 1500 |  |  | 3330 LOMITA BLVD | TORRANCE | 90505-5073 | MAXFIELD BUD | (310) 5174755 | 8.17 | 0.38
1539 | SC | TOSCO REFINING COMPANY | 326063 | 1997 | F6164 | ICE, EMERGENCY FIRE, DIESEL, CATERPILLAR, MODEL NO. 3412 DITA PA-3281, 638 HP | Diesel | Caterpillar | 3412 DITA | 425.3333 |  | 638 |  | 1660 W ANAHEIM ST | WILMINGTON | 90744 | WALLER MARSHALL | (310) 9526420 | 8.17 | 0.38
1540 | SC | TOSCO REFINING COMPANY | 326064 | 1997 | F6165 | ICE, EMERGENCY FIRE, DIESEL, CATERPILLAR, MODEL NO. 3412 DITA PA-3281, 638 HP | Diesel | Caterpillar | 3412 DITA | 425.3333 |  | 638 |  | 1660 W ANAHEIM ST | WILMINGTON | 90744 | WALLER MARSHALL | (310) 9526420 | 8.17 | 0.38
1541 | SC | TOWNGATE REGIONAL MALL CO | 268195 | 1992 | D63807 | ICE, EMERGENCY, KOHLER MODEL 350 RODZ GENERATOR, 350 KW, POWERED BY A DETROIT DIESEL MODEL 8V-92A, DIESEL, EIGHT CYLINDER, 540 BHP, TURBOCHARGED, AFTERCOOLED | Diesel | Detroit Diesel | 8V-92A | 350 | 350 |  |  | 22500 TOWN CIR SUITE 1206 | MORENO VALLEY | 92553 | BARRCELONA GUY | (714) 6977710 | 6.9 | 0.4
1542 | SC | TOWNGATE REGIONAL MALL CO | 268197 | 1992 | D63809 | ICE, EMERGENCY, KOHLER MODEL 350 RODZ GENERATOR, 350 KW, POWERED BY A DETROIT DIESEL MODEL 8V-92A, DIESEL, EIGHT CYLINDER, 540 BHP, TURBOCHARGED, AFTERCOOLED | Diesel | Detroit Diesel | 8V-92A | 350 | 350 |  |  | 22500 TOWN CIR SUITE 1206 | MORENO VALLEY | 92553 | BARRCELONA GUY | (714) 6977710 | 6.9 | 0.4
1543 | SC | TOYOTA MOTOR SALES,U.S.A. INC | 106514 | 1983 | M30245 | ICE, DETROIT DIESEL, DIESEL FUELED, EMERGENCY, MODEL NO.16V-149T, COMPRESSION IGNITION, TWO STROKE, TURBOCHARGED, AFTERCOOLED, 16 CYLINDERS, 1400 HP, 1000 KW | Diesel | Detroit Diesel | 16V-149T | 1000 | 1000 |  |  | 19001 S WESTERN AVE | TORRANCE | 90509 | RANSOM CECIL | (310) 3814664 | 8.17 | 0.38
1544 | SC | TOYOTA MOTOR SALES,U.S.A. INC | 106515 | 1983 | M30246 | ICE, DETROIT DIESEL, DIESEL FUELED, EMERGENCY, MODEL NO.16V-149T, COMPRESSION IGNITION, TWO STROKE, TURBOCHARGED, AFTERCOOLED, 16 CYLINDERS, 1400 HP, 1000 KW | Diesel | Detroit Diesel | 16V-149T | 1000 | 1000 |  |  | 19001 S WESTERN AVE | TORRANCE | 90509 | RANSOM CECIL | (310) 3814664 | 8.17 | 0.38
1546 | SC | TRANSAMERICA CTR, OCCIDENTAL LIFE | 157832 | 1987 | M62140 | ICE, ENTERPRISE, DIESEL, EMR, MODEL DSM-38, 8 CYL, 712 BHP, TURBOCHARGED | Diesel | Enterprise | DSM-38 | 500 |  |  | 750 | 1149 S HILL ST | LOS ANGELES | 90015 |  |  | 12 | 0.53
1547 | SC | TRANSAMERICA CTR, OCCIDENTAL LIFE | 157833 | 1987 | M62141 | ICE, DETROIT DIESEL, EMR, DIESEL, MODEL 7163-7305, 16 CYL, 750 BHP, TURBOCHARGED | Diesel | Detroit Diesel | 7163-7305 | 500 |  |  | 750 | 1149 S HILL ST | LOS ANGELES | 90015 |  |  | 8.17 | 0.38
1548 | SC | TRANSAMERICA CTR, OCCIDENTAL LIFE | 157834 | 1987 | M62142 | ENGINE #2: ICE, DETROIT DIESEL, EMR, DIESEL, MODEL 9123-7030, 12 CYL, 650 BHP, TURBOCHARGED | Diesel | Detroit Diesel | 9123-7030 | 433.3333 |  |  | 650 | 1149 S HILL ST | LOS ANGELES | 90015 |  |  | 11 | 0.53
1549 | SC | TRANSAMERICA CTR, OCCIDENTAL LIFE | 157834 | 1987 | M62142 | ENGINE #1: ICE, DETROIT DIESEL, EMR, DIESEL, MODEL 7163-7305, 16 CYL, 750 BHP, TURBOCHARGED | Diesel | Detroit Diesel | 7163-7305 | 500 |  |  | 750 | 1149 S HILL ST | LOS ANGELES | 90015 |  |  | 11 | 0.53
1550 | SC | TRANSAMERICA OCCIDENTAL LIFE | 305694 | 1995 | D92548 | ICE, DETROIT DIESEL, 12 CYLINDERS, TURBOCHARGED, AFTERCOOLED, MODEL NO. 8123-7416 (12V-92TA), 947 BHP, DIESEL, EMERGENCY | Diesel | Detroit Diesel | 8123-7416 | 631.3333 |  |  | 947 | 1150 S OLIVE ST | LOS ANGELES | 90015 | QUON ROBERT G | (213) 7422671 | 11 | 0.53
1551 | SC | TRIAD HEALTH SERV,SHERMAN OAKS HOSP & H | 275243 | 1992 | D71063 | ICE, DETROIT DIESEL, MODEL NO. 7163-7305, SERIAL NO. DASE1218500, DIESEL FUELED, EMERGENCY, GENERATOR, TURBOCHARGED, 16 CYLINDERS, 750 BHP. | Diesel | Detroit Diesel | 7163-7305 | 500 |  |  | 750 | 4929 VAN NUYS BLVD | SHERMAN OAKS | 91403 | HARPER TOM | (818) 9074591 | 11 | 0.53
1552 | SC | TRIDENT CENTER A CALIF LTD PARTNERSHIP | 199463 | 1989 | D12539 | ICE, CATERPILLAR, DIESEL, EMERGENCY, MODEL NO. 3412, TURBOCHARGED, AFTERCOOLED, 12 CYLINDERS, 755 BHP | Diesel | Caterpillar | 3412 | 503.3333 |  |  | 755 | 11355 OLYMPIC BLVD | LOS ANGELES | 90064 | DANIEL CHRIS | (310) 4781251 | 8.17 | 0.38
1556 | SC | TRUST CO OF THE WEST/A I M/CAL STRS | 335087 | 1997 | F10976 | ICE, DETROIT DIESEL, MODEL 8V92TA, DIESEL, EMERGENCY, TURBOCHARGED, AFTERCOOLED, 8 CYLINDERS, 540 BHP | Diesel | Detroit Diesel | 8V-92TA | 360 |  |  | 540 | 9595 WILSHIRE BLVD #407 | BEVERLY HILLS | 90212 | GELBER MICHAEL | (310) 2739595 | 8.17 | 0.38
1557 | SC | TRUST COMPANY OF THE WEST | 240539 | 1990 | D36197 | ICE, CUMMINS, DIESEL, EMERGENCY, MODEL NO. NTTA 855-G3, TURBOCHARGED, AFTERCOOLED, 6 CYLINDERS, 535 BHP | Diesel | Cummins | NTTA855-G3 | 356.6667 |  |  | 535 | 1840 CENTURY PARK EAST | LOS ANGELES | 90067 | ECKER ANTHONY | (310) 5566850 | 6.9 | 0.4
1563 | SC | TUNTEX PROPERTIES INC,UNIV HILTON HOTEL | 273966 | 1992 | D64732 | ICE, CATERPILLAR, 12 CYLINDERS, TURBOCHARGED, AFTERCOOLED, MODEL NO. 3412 DIT, SN 8170089, 515 BHP, DIESEL, EMERGENCY | Diesel | Caterpillar | 3412 DIT | 343.3333 |  |  | 515 | 555 UNIVERSAL TERRACE PKY | UNIVERSAL CITY | 91608 | BYNDLOSS LESTER | (818) 5062500 | 8.17 | 0.38
1564 | SC | TUSTIN HOSPITAL & MEDICAL CENTER/PLAZA | 334333 | 1997 | F12555 | ICE, CATERPILLAR, 12 CYLINDERS, TURBOCHARGED, AFTERCOOLED, MODEL NO. 3412, 890 BHP, DIESEL, EMERGENCY | Diesel | Caterpillar | 3412 | 593.3333 |  |  | 890 | 14662 NEWPORT AVE | TUSTIN | 92780 | WEST KEN | (714) 6692001 | 8.17 | 0.38
1565 | SC | TUTOR-SALIBA/DUNN MANAGEMENT | 215386 | 1989 | D38483 | ICE, CATERPILLAR, DIESEL, EMERGENCY, MODEL 3412 TA, SERIAL NO. 81Z08955, TURBOCHARGED, AFTERCOOLED, 12 CYLINDERS, 890 BHP. | Diesel | Caterpillar | 3412 TA | 593.3333 |  |  | 890 | 222 W 6TH ST | SAN PEDRO | 90731 | SEARS DARRELL | (213) 5142745 | 8.17 | 0.38
1567 | SC | U S GOV'T, V A MEDICAL CENTER, WEST L A | 281443 | 1993 | D75579 | ICE, GM, DIESEL, EMERGENCY, MODEL NO. 16-645-E4, SERIAL NO. 75M1 1042, 16 CYLINDERS, TURBOCHARGED, INTERCOOLED, 3125 BHP | Diesel | General Motors | 16-645-E4 | 2083.3333 |  |  | 3125 | 11301 WILSHIRE | LOS ANGELES | 90073 | RICHARD JACKSON | (310) 2683709 | 8.17 | 0.38
1568 | SC | U S GOV'T, V A MEDICAL CENTER, WEST L A | 281444 | 1993 | D75580 | ICE, GM, DIESEL, EMERGENCY, MODEL NO. 16-645-E4, SERIAL NO. 75M1 1061, 16 CYLINDERS, TURBOCHARGED, INTERCOOLED, 3125 BHP | Diesel | General Motors | 16-645-E4 | 2083.3333 |  |  | 3125 | 11301 WILSHIRE | LOS ANGELES | 90073 | RICHARD JACKSON | (310) 2683709 | 8.17 | 0.38
1569 | SC | U S GOV'T, V A MEDICAL CENTER, WEST L A | 281453 | 1993 | D75635 | ICE, CATERPILLAR, DIESEL, EMERGENCY, MODEL NO. 3508 STD, SERIAL NO. 23Z02148, 8 CYLINDERS, TURBOCHARGED AND AFTERCOOLED, 1027 BHP. | Diesel | Caterpillar | 3508 STD | 684.6667 |  |  | 1027 | WILSHIRE/SAWTELLE | LOS ANGELES | 90073 | SERRANO SALVADOR | (310) 2683709 | 8.17 | 0.38
1570 | SC | UCLA (REGENTS OF UC) | 246178 | 1991 | D48280 | ICE, CATERPILLAR, MODEL NO. 3412, DIESEL, EMERGENCY, TURBOCHARGED, AFTERCOOLED, 12 CYLINDERS, 890 BHP | Diesel | Caterpillar | 3412 | 593.3333 |  |  | 890 | 675 CIRCLE DRIVE SOUTH | LOS ANGELES | 90024-1393 | OTT DAVID | (310) 7945369 | 8.17 | 0.38
1571 | SC | UCLA (REGENTS OF UC) | 283761 | 1993 | D75643 | ICE, CUMMINS, 16 CYLINDERS, TURBOCHARGED, AFTERCOOLED, MODEL NO. KTTA50-G2, SERIAL NO. 33122288, 2220 BHP, DIESEL, EMERGENCY | Diesel | Cummins | KTTA50-G2 | 1480 |  |  | 2220 | 601 WESTWOOD PLAZA | LOS ANGELES | 90024-1357 | OTT DAVID | (310) 7945369 | 8.17 | 0.38
1572 | SC | UCLA (REGENTS OF UC) | 285582 | 1993 | D78147 | ICE, CATERPILLAR, DIESEL, EMERGENCY, MODEL D399-35B1071, SERIAL NO. LJ8374210, 16 CYLINDERS, TURBOCHARGED, 1260 BHP, LOCATED AT MDCC, UNIT #1. | Diesel | Caterpillar | D399 | 840 |  |  | 1260 | 601 WESTWOOD PLAZA | LOS ANGELES | 90024-1357 | OTT DAVID | (310) 7945369 | 8.17 | 0.38
1573 | SC | UCLA (REGENTS OF UC) | 285583 | 1993 | D78148 | ICE, CATERPILLAR, DIESEL, EMERGENCY, MODEL D399-35B1072, SERIAL NO. LJ837424, 16 CYLINDERS, TURBOCHARGED, 1260 BHP, LOCATED AT MDCC, UNIT #2. | Diesel | Caterpillar | D399 | 840 |  |  | 1260 | 601 WESTWOOD PLAZA | LOS ANGELES | 90024-1357 | OTT DAVID | (310) 7945369 | 8.17 | 0.38
1574 | SC | UCLA (REGENTS OF UC) | 285584 | 1993 | D78149 | ICE, CATERPILLAR, DIESEL, EMERGENCY, MODEL D399-35B4263, SERIAL NO. DR8415899, 16 CYLINDERS, TURBOCHARGED, 1260 BHP, LOCATED AT EMERGENCY ENTRANCE, UNIT #3. | Diesel | Caterpillar | D399 | 840 |  |  | 1260 | 601 WESTWOOD PLAZA | LOS ANGELES | 90024-1357 | OTT DAVID | (310) 7945369 | 8.17 | 0.38
1575 | SC | UCLA (REGENTS OF UC) | 285586 | 1993 | F2943 | ICE, CUMMINS MODEL NO. KTTA19-GA, 12 CYLINDERS, TURBOCHARGED, AFTERCOOLED, 750 BHP, DIESEL, EMERGENCY | Diesel | Cummins | KTTA19-GA | 500 |  |  | 750 | 405 HILGARD AVE | LOS ANGELES | 90024-1357 | OTT DAVID | (310) 7945369 | 8.17 | 0.38
1576 | SC | UCLA (REGENTS OF UC) | 285588 | 1993 | D78150 | ICE, CATERPILLAR, DIESEL, EMERGENCY, MODEL D399-35B4258, SERIAL NO. DR8415898, 16 CYLINDERS, TURBOCHARGED, 1260 BHP, LOCATED AT EMERGENCY ENTRANCE, UNIT #4. | Diesel | Caterpillar | D399 | 840 |  |  | 1260 | 601 WESTWOOD PLAZA | LOS ANGELES | 90024-1357 | OTT DAVID | (310) 7945369 | 8.17 | 0.38
1577 | SC | UCLA (REGENTS OF UC) | 288930 | 1994 | D79963 | ICE, DETROIT DIESEL, 12 CYLINDERS, TURBOCHARGED, AFTERCOOLED, MODEL NO. 12V-149TI, 1550 BHP, DIESEL, EMERGENCY | Diesel | Detroit Diesel | 12V-149TI | 1033.3333 |  |  | 1550 | 10833 LE CONTE AVE | LOS ANGELES | 90024 | OTT DAVID | (310) 7945369 | 8.17 | 0.38
1578 | SC | UCLA (REGENTS OF UC) | 293492 | 1994 | D99790 | ICE, DETROIT DIESEL, 16 CYLINDERS, TURBOCHARGED, AFTERCOOLED, MODEL NO. 8163-7405 (16V-92TA), 1095 BHP, DIESEL, EMERGENCY | Diesel | Detroit Diesel | 8163-7405 | 730 |  |  | 1095 | 405 HILGARD AVE | LOS ANGELES | 90024-1357 | OTT DAVID | (310) 7945369 | 8.17 | 0.38
1579 | SC | UCLA (REGENTS OF UC) | 293498 | 1994 | F00371 | ICE, DETROIT DIESEL, 16 CYLINDERS, TURBOCHARGED, AFTERCOOLED, MODEL NO. 8163-7416 (16V-92TA), 1232 BHP, DIESEL, EMERGENCY | Diesel | Detroit Diesel | 8163-7416 | 821.3333 |  |  | 1232 | 405 HILGARD AVE | LOS ANGELES | 90024-1357 | OTT DAVID | (310) 7945369 | 8.17 | 0.38
1580 | SC | UCLA (REGENTS OF UC) | 299891 | 1995 | D87699 | ICE, CUMMINS, 12 CYLINDERS, TURBOCHARGED, AFTERCOOLED, MODEL NO. KTA38-G4, 1490 BHP, DIESEL, EMERGENCY | Diesel | Cummins | KTA38-G4 | 993.3333 |  |  | 1490 | 405 HILGARD AVE | LOS ANGELES | 90024-1357 | OTT DAVID | (310) 7945369 | 8.17 | 0.38
1581 | SC | UCLA (REGENTS OF UC) | 300226 | 1995 | D88255 | ICE, DETROIT DIESEL, 12 CYLINDERS, TURBOCHARGED, AFTERCOOLED, MODEL NO. 9123-7416 (12V-149TIB), 1750 BHP, DIESEL, EMERGENCY | Diesel | Detroit Diesel | 9123-7416 | 1166.6667 |  |  | 1750 | 405 HILGARD AVE | LOS ANGELES | 90024-1357 | OTT DAVID | (310) 7945369 | 8.17 | 0.38
1582 | SC | UCLA (REGENTS OF UC) | 301724 | 1995 | D89196 | ICE, CATERPILLAR, 12 CYLINDERS, TURBOCHARGED, AFTERCOOLED, MODEL NO. 3412 DITTA (500 KW), 746 BHP, DIESEL, EMERGENCY | Diesel | Caterpillar | 3412 DITTA | 500 | 500 |  |  | 601 WESTWOOD PLAZA | LOS ANGELES | 90024-1357 | OTT DAVID | (310) 7945369 | 8.17 | 0.38
1583 | SC | UCLA (REGENTS OF UC) | 324439 | 1997 | F37551 | ICE, DETROIT DIESEL, MODEL NO. 9163-7316, DIESEL FUELED, 16 CYLINDERS, TURBOCHARGED, RATED AT 2514 BHP, DRIVING AN EMERGENCY STAND-BY GENERATOR | Diesel | Detroit Diesel | 9163-7316 | 1676 |  |  | 2514 | 405 HILGARD AVE | LOS ANGELES | 90024-1357 | OTT DAVID | (310) 7945369 | 8.17 | 0.38
1584 | SC | UCLA (REGENTS OF UC) | 336111 | 1998 | F11549 | ICE, CATERPILLAR, 12 CYLINDERS, TURBOCHARGED, AFTERCOOLED, MODEL NO. 3412 DITTA (500 KW), SERIAL NO. 81Z20682, 746 BHP, DIESEL, EMERGENCY | Diesel | Caterpillar | 3412 DITTA | 500 | 500 |  |  | 405 HILGARD AVE | LOS ANGELES | 90024-1357 | OTT DAVID | (310) 7945369 | 8.17 | 0.38
1585 | SC | UCLA (REGENTS OF UC) | 346215 | 1998 | F17312 | ICE, CATERPILLAR, 6 CYLINDERS, TURBOCHARGED, AFTERCOOLED, MODEL NO. 3406 DITA (350 KW), SERIAL NO. 4ZR03724, 519 BHP, DIESEL, DRIVING AN EMERGENCY ELECTRICAL GENERATOR. | Diesel | Caterpillar | 3412 DITA | 350 | 350 |  |  | 405 HILGARD AVE | LOS ANGELES | 90024-1357 | OTT DAVID | (310) 7945369 | 8.17 | 0.38
1586 | SC | UCLA (REGENTS OF UC) | 363084 | 1999 | F23691 | ICE, CATERPILLAR, 12 CYLINDERS, TURBOCHARGED, AFTERCOOLED, MODEL NO. 3412 DITTA (500 KW), 746 BHP, DIESEL, DRIVING AN EMERGENCY ELECTRICAL GENERATOR. | Diesel | Caterpillar | 3412 DITTA | 500 | 500 |  |  | 405 HILGARD AVE | LOS ANGELES | 90024-1357 | OTT DAVID | (310) 7945369 | 6.9 | 0.4
1587 | SC | UNIFIED WESTERN GROCERS INC | 240047 | 1990 | D33794 | ICE, DETROIT DIESEL, DIESEL, EMERGENCY, ELECTRICAL GENERATOR, MODEL NO. 8163-7305, SERIAL NO. 16VF003738, TURBOCHARGED, AFTERCOOLED, 16 CYLINDERS, 960 BHP. | Diesel | Detroit Diesel | 8163-7305 | 640 |  |  | 960 | 5300 SHEILA ST | LOS ANGELES | 90040 | STEIN STEVE | (323) 2645200 | 6.9 | 0.4
1588 | SC | UNIFIED WESTERN GROCERS INC | 240048 | 1990 | D33793 | ICE, DETROIT DIESEL, DIESEL, EMERGENCY, ELECTRICAL GENERATOR, MODEL NO. 7163-7305, SERIAL NO. 16AV017125, TURBOCHARGED, AFTERCOOLED, 16 CYLINDERS, 830 BHP. | Diesel | Detroit Diesel | 7163-7305 | 553.3333 |  |  | 830 | 5300 SHEILA ST | LOS ANGELES | 90040 | STEIN STEVE | (323) 2645200 | 6.9 | 0.4
1589 | SC | UNIFIED WESTERN GROCERS INC | 336778 | 1998 | F12049 | ICE, CUMMINS, 6 CYLINDERS, TURBOCHARGED, AFTERCOOLED, MODEL NO. NTA855-G3, SERIAL NO. L970660762, 535 BHP, DIESEL, EMERGENCY | Diesel | Cummins | NTA855-G3 | 356.6667 |  |  | 535 | 5200 E SHEILA | COMMERCE | 90040 | STEIN STEVE | (213) 7237476 | 8.17 | 0.38
1590 | SC | UNION BANK (VOLK CENTER) | 147447 | 1986 | M54727 | ICE, CATERPILLAR, DIESEL, EMR, MODEL 3512 TA, SN 24Z01387, 12 CYL, 1589 BHP, TURBOCHARGED, AFTERCOOLED | Diesel | Caterpillar | 3512 TA | 1059.3333 |  |  | 1589 | 1980 SATURN ST | MONTEREY PARK | 91754 | UNKNOWN UNKNOWN | (213) 7224766 | 8.17 | 0.38
1591 | SC | UNION BANK (VOLK CENTER) | 148393 | 1986 | M54728 | ICE, CATERPILLAR, DIESEL, EMR, MODEL 3512 TA, SN 24Z01399, 12 CYL, 1589 BHP, TURBOCHARGED, AFTERCOOLED | Diesel | Caterpillar | 3512 TA | 1059.3333 |  |  | 1589 | 1980 SATURN ST | MONTEREY PARK | 91754 | UNKNOWN UNKNOWN | (213) 7224766 | 6.9 | 0.4
1592 | SC | UNION BANK (VOLK CENTER) | 148467 | 1986 | M54729 | ICE, CATERPILLAR, DIESEL, EMR, MODEL 3512 TA, SN 24Z01388, 12 CYL, 1589 BHP, TURBOCHARGED, AFTERCOOLED | Diesel | Caterpillar | 3512 TA | 1059.3333 |  |  | 1589 | 1980 SATURN ST | MONTEREY PARK | 91754 | UNKNOWN UNKNOWN | (213) 7224766 | 11 | 0.53
1593 | SC | UNION BANK OF CALIFORNIA | 346217 | 1998 | F16856 | ICE, CUMMINS, 16 CYLINDERS, TURBOCHARGED, AFTERCOOLED, MODEL NO. KTA50-G3, 1850 BHP, DIESEL, EMERGENCY | Diesel | Cummins | KTA50-G3 | 1233.3333 |  |  | 1850 | 3151 E IMPERIAL HIGHWAY | BREA | 92822 | REZA DANIEL | (213) 2367787 | 11 | 0.53
1594 | SC | UNION BANK OF CALIFORNIA | 363404 | 1999 | F23696 | ICE, CATERPILLAR, 12 CYLINDERS, TURBOCHARGED, AFTERCOOLED, MODEL NO. 3512 DITA (1100 KW), 1592 BHP, DIESEL, EMERGENCY | Diesel | Caterpillar | 3512 DITA | 1100 | 1100 |  |  | 1980 SATURN ST | MONTEREY PARK | 91754-7417 | REZA DANIEL T | (213) 2367787 | 11 | 0.53
1595 | SC | UNISYS CORP | 340701 | 1998 | F14039 | ICE, CUMMINS, 6 CYLINDERS, TURBOCHARGED, AFTERCOOLED, MODEL NO. NTA855-G3, 535 BHP, DIESEL, EMERGENCY | Diesel | Cummins | NTA855-G3 | 356.6667 |  |  | 535 | 25725 JERONIMO RD | MISSION VIEJO | 92675 | HEDDEN GERALD | (949) 3804920 | 8.17 | 0.38
1597 | SC | UNITED PARCEL SERVICE | 244223 | 1991 | D63801 | ICE, CATERPILLAR, DIESEL, EMERGENCY, MODEL NO. 3512 TA, TURBOCHARGED, AFTERCOOLED, 12 CYLINDERS, 4 CYCLE, 1802 BHP. | Diesel | Caterpillar | 3512 TA | 1201.3333 |  |  | 1802 | 3140 E JURUPA ST | ONTARIO | 91761 | NICKELSON DAN | (909) 9747116 | 6.9 | 0.4
1598 | SC | UNITED PARCEL SERVICE | 244224 | 1991 | D63800 | ICE, CATERPILLAR, DIESEL, EMERGENCY, MODEL NO. 3512 TA, TURBOCHARGED, AFTERCOOLED, 12 CYLINDERS, 4 CYCLE, 1802 BHP. | Diesel | Caterpillar | 3512 TA | 1201.3333 |  |  | 1802 | 3140 E JURUPA ST | ONTARIO | 91761 | NICKELSON DAN | (909) 9747116 | 8.17 | 0.38
1599 | SC | UNITED STATES SEA LAUNCH LIMITED PARTNER | 318741 | 1996 | F2396 | ICE, CATERPILLAR, DIESEL, EMERGENCY, MODEL NO. 3412, 12 CYLINDERS, TURBOCHARGED, 670 BHP. | Diesel | Caterpillar | 3412 | 446.6667 |  |  | 670 | 2700 NIMITZ RD | LONG BEACH | 90802 | SUMMERHILL ROBIN | (562) 9517381 | 8.17 | 0.38
1600 | SC | UNITED WESTERN MEDICAL CENTER INC | 211042 | 1989 | D25594 | ICE, CUMMINS, DIESEL, EMERGENCY, MODEL NO. KTA-19-G1, SERIAL NO. 377116651, TURBOCHARGED, AFTERCOOLED, 6 CYLINDERS, 560 BHP. | Diesel | Cummins | KTA19-G1 | 373.3333 |  |  | 560 | 1025 S ANAHEIM BLVD | ANAHEIM | 92805 | KING MARK | (714) 5632828 | 8.17 | 0.38
1601 | SC | UNITEK CORP/3M | 353203 | 1999 | F22834 | ICE, DETROIT DIESEL, 6 CYLINDER, TURBOCHARGED, AFTERCOOLED, MODEL 6063-TK36, 550 BHP, DIESEL, EMERGENCY | Diesel | Detroit Diesel | 6063-TK36 | 366.6667 |  |  | 550 | 2724 S PECK RD | MONROVIA | 91016-5097 | DEMOSS EVAN C | (651) 7786698 | 6.9 | 0.4
1602 | SC | UNIV CAL IRVINE (NSR USE ONLY) | 374650 | 2000 | F35061 | ICE, CATERPILLAR, DIESEL, EMERGENCY, MODEL NO. 3406 DITA, SERIAL NO. 42R05103, TURBOCHARGED, AFTERCOOLED, SIX CYLINDERS, FOUR CYCLE, 587 BHP. | Diesel | Caterpillar | 3406 DITA | 391.3333 |  |  | 587 | 46 BISON AVE | IRVINE | 92697 | COUNTER JOHN | (949) 8247000 | 8.17 | 0.38
1603 | SC | UNIV CAL IRVINE MEDICAL CTR | 279906 | 1993 | D73384 | ICE, DETROIT DIESEL, MODEL NO. 9163-7305, SERIAL NO. 12E000882, DIESEL FUELED, EMERGENCY, TURBOCHARGED, 12 CYLINDERS, 1515 BHP | Diesel | Detroit Diesel | 9163-7305 | 1010 |  |  | 1515 | 101 CITY DR S ROUTE 104 | ORANGE | 92668 | ZIMMERMAN ROY | (714) 4565596 | 6.9 | 0.4
1604 | SC | UNIV CAL IRVINE MEDICAL CTR | 346992 | 1998 | F17122 | ICE, CATERPILLAR, 12 CYLINDERS, TURBOCHARGED, AFTERCOOLED, MODEL NO. 3412 DITTA (700 KW), 1025 BHP, DIESEL, EMERGENCY | Diesel | Caterpillar | 3412 DITTA | 700 | 700 |  |  | 101 CITY DR S ROUTE 104 | ORANGE | 92668 | ZIMMERMAN ROY | (714) 4565596 | 6.9 | 0.4
1605 | SC | UNIV CAL IRVINE MEDICAL CTR | 361868 | 1999 | F23041 | ICE, CATERPILLAR, 12 CYLINDERS, TURBOCHARGED, AFTERCOOLED, MODEL NO. 3412 DITTA (700 KW), 1025 BHP, DIESEL, EMERGENCY | Diesel | Caterpillar | 3412 DITTA | 700 | 700 |  |  | 101 CITY DR S ROUTE 104 | ORANGE | 92668 | ZIMMERMAN ROY | (714) 4565596 | 8.17 | 0.38
1606 | SC | UNIV CAL IRVINE MEDICAL CTR | C43509 | 1982 | M27659 | ICE, DETROIT DIESEL, EMR, DIESEL, MODEL 9163-7301, SN 16E0000171, 16 CYL, 1076 KW, 1515 BHP, TURBOCHARGED | Diesel | Detroit Diesel | 9163-7301 | 1076 | 1076 |  |  | 101 CITY DR S ROUTE 104 | ORANGE | 92668 | ZIMMERMAN ROY | (714) 4565596 | 8.17 | 0.38
1607 | SC | UNIV CAL IRVINE MEDICAL CTR | C43510 | 1982 | M27660 | ICE, DETROIT DIESEL, COMPRESSION-IGNITION, TWO-STROKE, TURBOCHARGED V-16 TYPE, MODEL NO. 16V-149T (9163-7301), SERIAL NO. 16E0000171, 1515 BHP, DIESEL, 1076 KW, EMERGENCY | Diesel | Detroit Diesel | 9163-7301 | 1076 | 1076 |  |  | 101 CITY DR S ROUTE 104 | ORANGE | 92668 | ZIMMERMAN ROY | (714) 4565596 | 8.17 | 0.38
1608 | SC | UNIV CAL IRVINE, CENTRAL PLNT.UNIT NO.03 | 227765 | 1990 | D36514 | ICE, DETROIT DIESEL, DIESEL, EMERGENCY, MODEL NO. 8V-92TTA-400ROZD, TURBOCHARGED, AFTERCOOLED, 8 CYLINDERS, 643 BHP. | Diesel | Detroit Diesel | 8V-92TTA | 428.6667 |  |  | 643 | 1207 BRIDGE RD | IRVINE | 92717-0001 | COUTNER JOHN | (714) 8247000 | 12 | 0.53
1609 | SC | UNIV CAL IRVINE, CENTRAL PLNT.UNIT NO.03 | 310432 | 1995 | D95768 | ICE, CUMMINS, MODEL NO. NTA855-G3, 535 BHP, 6 CYLINDER, DIESEL, TURBOCHARGED, AFTERCOOLED, EMERGENCY ELECTRIC GENERATION | Diesel | Cummins | NTA855-G3 | 356.6667 |  |  | 535 | 1207 BRIDGE RD | IRVINE | 92717-0001 | COUTNER JOHN | (714) 8247000 | 12 | 0.53
1610 | SC | UNIV CAL IRVINE, CENTRAL PLNT.UNIT NO.03 | 312562 | 1996 | D97129 | ICE, DETROIT DIESEL, 16 CYLINDERS, TURBOCHARGED, AFTERCOOLED, MODEL NO. 16V-92TA 8163-7416, 1095 BHP, DIESEL. | Diesel | Detroit Diesel | 8123-7416 | 730 |  |  | 1095 | 1207 BRIDGE RD | IRVINE | 92717-0001 | COUTNER JOHN | (714) 8247000 | 8.17 | 0.38
1611 | SC | UNIV CAL IRVINE, CENTRAL PLNT.UNIT NO.03 | 318209 | 1996 | F4492 | ICE, DETROIT DIESEL, MODEL 8V-92TA, 643 BHP, 8 CYLINDER, DIESEL , TURBOCHARGED, AFTERCOOLED, EMERGENCY | Diesel | Detroit Diesel | 8V-92TA | 428.6667 |  |  | 643 | 1207 BRIDGE RD | IRVINE | 92717-0001 | COUTNER JOHN | (714) 8247000 | 8.17 | 0.38
1612 | SC | UNIV CAL IRVINE, CENTRAL PLNT.UNIT NO.03 | 327619 | 1997 | F7047 | ICE, DETROIT DIESEL, MODEL 8123-7416 (12V-92TA), SERIAL NO. 383150, 947 BHP, DIESEL, EMERGENCY | Diesel | Detroit Diesel | 8123-7416 | 631.3333 |  |  | 947 | 1207 BRIDGE RD | IRVINE | 92717-0001 | COUTNER JOHN | (714) 8247000 | 8.17 | 0.38
1613 | SC | UNIV CAL, RIVERSIDE | 344741 | 1998 | F16390 | ICE, DETROIT DIESEL, 8 CYLINDER, TURBOCHARGED, AFTERCOOLED, MODEL NO. D8083-7416 (8V-92TA), 643 BHP, DIESEL, EMERGENCY | Diesel | Detroit Diesel | D8083-7416 | 428.6667 |  |  | 643 | 3401 WATKINS DR | RIVERSIDE | 92521 | MAROUFFHANI DARIUS | (909) 7874724 | 6.9 | 0.4
1614 | SC | UNIV OF SO CAL UNIT 01 | 363966 | 1999 | F23842 | ICE, CATERPILLAR, 12 CYLINDERS, TURBOCHARGED, AFTERCOOLED, MODEL NO. 3412 DISTA (750 KW), SERIAL NO. 2W102574, 1109 BHP, DIESEL, EMERGENCY | Diesel | Caterpillar | 3412 DISTA | 750 | 750 |  |  | 3620-50 MC CLINTOCK AVE | LOS ANGELES | 90089-0631 | BURGOS ANGEL | (323) 4422209 | 8.17 | 0.38
1615 | SC | UNIVERSITY OF SO CALIFORNIA | 327464 | 1997 | F7030 | ICE, DETROIT DIESEL, 8 CYLINDERS, TURBOCHARGED, AFTERCOOLED, MODEL NO. 8083-7405 (8V-92TA), SERIAL NO. 50441, 568 BHP, DIESEL, EMERGENCY | Diesel | Detroit Diesel | 8083-7405 | 378.6667 |  |  | 568 | 2250 ALCAZAR ST | LOS ANGELES | 90033 | WELSH JOHN C. | (213) 7406249 | 6.9 | 0.4
1616 | SC | UNIVERSITY SO CALIFORNIA,HEALTH SCIENCES | 144994 | 1986 | M54932 | ICE, CATERPILLAR, DIESEL, EMERGENCY, MODEL NO. 3412, SERIAL NO. 58BH5189, TURBOCHARGED, AFTERCOOLED, 12 CYLINDERS, 890 BHP. | Diesel | Caterpillar | 3412 | 593.3333 |  |  | 890 | 2011 ZONAL AVE | LOS ANGELES | 90033-1048 | BURGOS ANGEL C | (323) 4422209 | 8.17 | 0.38
1617 | SC | UNIVERSITY SO CALIFORNIA,HEALTH SCIENCES | 144995 | 1986 | M54933 | ICE, CATERPILLAR, DIESEL, EMERGENCY, MODEL NO. 3412, SERIAL NO. 58BH5182, TURBOCHARGED, AFTERCOOLED, 12 CYLINDERS, 890 BHP. | Diesel | Caterpillar | 3412 | 593.3333 |  |  | 890 | 2011 ZONAL AVE | LOS ANGELES | 90033-1048 | BURGOS ANGEL C | (323) 4422209 | 6.9 | 0.4
1618 | SC | UNIVERSITY SO CALIFORNIA,HEALTH SCIENCES | 285593 | 1993 | D77807 | ICE, CATERPILLAR, MODEL NO. 3508 TA, SERIAL NO. 23Z04625, EMERGENCY, DIESEL, 8 CYLINDERS, TURBOCHARGED, AFTERCOOLED, FOUR CYCLE, 1025 BHP | Diesel | Caterpillar | 3508 TA | 683.3333 |  |  | 1025 | 2011 ZONAL AVE | LOS ANGELES | 90033-1048 | BURGOS ANGEL C | (323) 4422209 | 11 | 0.53
1619 | SC | UNIVERSITY SO CALIFORNIA,HEALTH SCIENCES | 285594 | 1993 | D77808 | ICE, CATERPILLAR, MODEL NO. 3508 TA, SERIAL NO. 23Z04629, EMERGENCY, DIESEL, 8 CYLINDERS, TURBOCHARGED, AFTERCOOLED, FOUR CYCLE, 1025 BHP | Diesel | Caterpillar | 3508 TA | 683.3333 |  |  | 1025 | 2011 ZONAL AVE | LOS ANGELES | 90033-1048 | BURGOS ANGEL C | (323) 4422209 | 11 | 0.53
1620 | SC | UNOCAL CORP., HARTLEY CENTER | 284312 | 1993 | D77583 | ICE, CATERPILLAR, DIESEL, EMERGENCY, MODEL NO. 3412 DITA, SERIAL NO. 6FA09103, TURBOCHARGED, AFTERCOOLED, 12 CYLINDERS, FOUR CYCLE, 890 BHP. | Diesel | Caterpillar | 3412 DITA | 593.3333 |  |  | 890 | 376 S VALENCIA AVE | BREA | 92823 | VILLA RON | (714) 5771463 | 8.17 | 0.38
1621 | SC | UNOCAL CORP., HARTLEY CENTER | 284313 | 1993 | D77584 | ICE, CATERPILLAR, DIESEL, EMERGENCY, MODEL NO. 3508 DITA, SERIAL NO. 5UA0254, TURBOCHARGED, AFTERCOOLED, 8 CYLINDERS, FOUR CYCLE, 1093 BHP. | Diesel | Caterpillar | 3508 DITA | 728.6667 |  |  | 1093 | 376 S VALENCIA AVE | BREA | 92823 | VILLA RON | (714) 5771463 | 8.17 | 0.38
1622 | SC | US GOVT NAVAL AIR STATION NORTH ISLAND | 161208 | 1987 | D17343 | ICE, CATERPILLAR, DIESEL, EMR, MODEL 3508, 8 CYL, 515 BHP, 350 KW, | Diesel | Caterpillar | 3508 | 350 | 350 |  |  | BLDG 60121-93-96 NALF SAN CLEM | SAN DIEGO | 92136 | NICHOLLS DAVID | (619) 5451125 | 8.17 | 0.38
1624 | SC | US GOVT, JUSTICE DEPARTMENT | 323880 | 1997 | F5270 | ICE, CATERPILLAR, MODEL NO. 3412, DIESEL, TURBOCHARGED, AFTERCOOLED, EIGHT CYLINDERS, 980 BHP, EMERGENCY | Diesel | Caterpillar | 3412 | 653.3333 |  |  | 980 | 535 N ALAMEDA | LOS ANGELES | 90012 | MC CAMPBELL TODD | (213) 2539528 | 11 | 0.53
1625 | SC | US GOVT, NAVAL WARFARE ASSESSMENT CENTER | 258335 | 1991 | D46569 | ICE, CATERPILLAR, DIESEL, EMERGENCY, MODEL NO. 3512 TA, TURBOCHARGED, AFTERCOOLED, 12 CYLINDERS, 1780 BHP. | Diesel | Caterpillar | 3512 TA | 1186.6667 |  |  | 1780 | 6 6TH ST | CORONA | 91720 | CRINIGAN BETH | (310) 6267608 | 8.17 | 0.38
1626 | SC | US GOVT, NAVY DEPT,NAVAL WEAPONS STN | 273442 | 1992 | D73379 | ICE, CATERPILLAR, MODEL NO. 3408 DITA, SERIAL NO. 78703338, FOUR CYCLE, LEAN BURN, TURBOCHARGED, AFTERCOOLED, DIESEL, 603 HP, EMERGENCY | Diesel | Caterpillar | 3408 DITA | 402 |  | 603 |  | 800 SEAL BEACH BLDG 128-230 | SEAL BEACH | 90740 | MALHOTRA RAM | (562) 6267660 | 8.17 | 0.38
1627 | SC | US GOVT, VETERANS ADMINISTRATION MED CTR | 197570 | 1989 | D13708 | ICE, CATERPILLAR, DIESEL, EMERGENCY, MODEL NO. 3412, SERIAL NO. 3885662, TURBOCHARGED, INTERCOOLED, 12 CYLINDERS, 775 BHP | Diesel | Caterpillar | 3412 | 516.6667 |  |  | 775 | 16111 PLUMMER ST | SEPULVEDA | 91343-2099 | BENKESER ROBERT | (310) 2684677 | 8.17 | 0.38
1628 | SC | US GOVT, VETERANS ADMINISTRATION MED CTR | 367365 | 2000 | F36085 | ICE, CUMMINS, MODEL NO. VTA-28-G5, SERIAL NO. 25212931, DIESEL, FOUR CYCLE, TWELVE CYLINDERS, TURBOCHARGED, AFTERCOOLED, 900 BHP, EMERGENCY | Diesel | Cummins | VTA28-G5 | 600 |  |  | 900 | 16111 PLUMMER ST | SEPULVEDA | 91343-2099 | BENKESER ROBERT | (310) 2684677 | 8.17 | 0.38
1629 | SC | US GOVT, VETERANS ADMINISTRATION MED CTR | 367367 | 2000 | F36090 | ICE, DETROIT DIESEL, MODEL NO. 16V-92, SERIAL NO. 16V002520, DIESEL FUEL, TWO CYCLE, SIXTEEN CYLINDERS, TURBOCHARGED, AFTERCOOLED, 821 BHP, EMERGENCY | Diesel | Detroit Diesel | 16V-92 | 547.3333 |  |  | 821 | 16111 PLUMMER ST | SEPULVEDA | 91343-2099 | BENKESER ROBERT | (310) 2684677 | 8.17 | 0.38
1630 | SC | US GOVT, VETERANS ADMINISTRATION MED CTR | 378209 | 2000 | F36218 | ICE, CUMMINS, MODEL NO. VTA-28-G5, SERIAL NO. 25212933, DIESEL, FOUR CYCLE, TWELVE CYLINDERS, TURBOCHARGED, AFTERCOOLED, 900 BHP, EMERGENCY | Diesel | Cummins | VTA28-G5 | 600 |  |  | 900 | 16111 PLUMMER ST | SEPULVEDA | 91343-2099 | BENKESER ROBERT | (310) 2684677 | 6.9 | 0.4
1631 | SC | US GOVT, VETERANS AFFAIRS MEDICAL CENTER | 213797 | 1989 | D35143 | ICE, CUMMINS, DIESEL, EMERGENCY, MODEL KTA-19-G1, SERIAL NO. 37120235, TURBOCHARGED, AFTERCOOLED, 6 CYLINDERS, 560 BHP. | Diesel | Cummins | KTA19-G1 | 373.3333 |  |  | 560 | 5901 E 7TH ST | LONG BEACH | 90822-5201 | CUDE GEORGE W | (310) 4945410 | 6.9 | 0.4
1632 | SC | US GOVT, VETERANS AFFAIRS MEDICAL CENTER | 213800 | 1989 | D28791 | ICE, CUMMINS, DIESEL, EMR, MODEL NTA855-G, SN 10794305, 6 CYL, 655 BHP, TURBOCHARGED, AFTERCOOLED | Diesel | Cummins | NTA855-G | 436.6667 |  |  | 655 | 5901 E 7TH ST | LONG BEACH | 90822-5201 | CUDE GEORGE W | (310) 4945410 | 6.9 | 0.4
1633 | SC | US GOVT, VETERANS AFFAIRS MEDICAL CENTER | 301007 | 1995 | D91873 | ICE, CUMMINS, MODEL NO. VTS-1710-G1, EMERGENCY, DIESEL, 12 CYLINDERS, TURBOCHARGED, AFTERCOOLED, 760 BHP. | Diesel | Cummins | VTS1710-G1 | 506.6667 |  |  | 760 | 5901 E 7TH ST | LONG BEACH | 90822-5201 | CUDE GEORGE W | (310) 4945410 | 8.17 | 0.38
1634 | SC | US GOVT, VETERANS AFFAIRS MEDICAL CENTER | 301008 | 1995 | D91874 | ICE, CUMMINS, MODEL NO. VTA28-G2, EMERGENCY, DIESEL, 6 CYLINDERS, TURBOCHARGED, AFTERCOOLED, 900 BHP. | Diesel | Cummins | VTA28-G2 | 600 |  |  | 900 | 5901 E 7TH ST | LONG BEACH | 90822-5201 | CUDE GEORGE W | (310) 4945410 | 8.17 | 0.38
1637 | SC | US NAVY PUBLIC WORKS CENTER | 132701 | 1985 | M57305 | ICE, GM, ELECTRO MOTIVE DIVISION, DIESEL, ELECTRICAL GENERATION, MODEL 12-645-E1, BLOWER, 12 CYLINDERS, 1200 BHP | Diesel | General Motors | 12-645-E1 | 800 |  |  | 1200 | NALF SAN CLEMENTE ISLAND | SAN CLEMENTE | 92135-0001 | NICHOLLS DAVID J | (619) 5246345
1638 | SC | US NAVY PUBLIC WORKS CENTER | 132702 | 1985 | M57304 | ICE, GM, ELECTRO MOTIVE DIVISION, DIESEL, ELECTRICAL GENERATION, MODEL 8-567-CR, SN 59-B-28, 8 CYLINDERS, 720 BHP, TURBOCHARGED, AFTERCOOLED | Diesel | General Motors | 8-567-CR | 480 |  |  | 720 | NALF SAN CLEMENTE ISLAND | SAN CLEMENTE | 92135 | NICHOLLS DAVID J | (619) 5246345
1639 | SC | US NAVY PUBLIC WORKS CENTER | 132703 | 1985 | M57303 | ICE, GM, ELECTRO MOTIVE DIVISION, DIESEL, ELECTRICAL GENERATION, MODEL 8-567-CR, 8 CYLINDERS, 720 BHP | Diesel | General Motors | 8-567-CR | 480 |  |  | 720 | NALF SAN CLEMENTE ISLAND | SAN CLEMENTE | 92135 | NICHOLLS DAVID J | (619) 5246345 | 11 | 0.53
1640 | SC | US NAVY PUBLIC WORKS CENTER | 132704 | 1985 | M57302 | ICE, GM, ELECTRO MOTIVE DIVISION, DIESEL, ELECTRICAL GENERATION, MODEL 12-645-E4, SN 69-L1-1129, 12 CYLINDERS, 1440 BHP, TURBOCHARGED, AFTERCOOLED | Diesel | General Motors | 12-645-E4 | 960 |  |  | 1440 | NALF SAN CLEMENTE ISLAND | SAN CLEMENTE | 92135 | NICHOLLS DAVID J | (619) 5246345 | 11 | 0.53
1643 | SC | US SPRINT COMMUNICATIONS CO | 190863 | 1989 | D09082 | ICE, DIESEL, CATERPILLAR, MODEL NO. 3512, SERIAL NO 24Z01010, 1580 HP, EMERGENCY | Diesel | Caterpillar | 3512 | 1053.3333 |  | 1580 |  | 282 S SYCAMORE AVE | RIALTO | 92376-6546 |  |  | 8.17 | 0.38
1645 | SC | US SPRINT COMMUNICATIONS CO | 355110 | 1999 | F20799 | ICE, CUMMINS, 16 CYLINDERS, TURBOCHARGED, AFTERCOOLED, MODEL NO. KTTA50-G2, 2220 BHP, DIESEL, EMERGENCY | Diesel | Cummins | KTTA50-G2 | 1480 |  |  | 2220 | 282 S SYCAMORE AVE | RIALTO | 92376-6546 |  |  | 8.17 | 0.38
1646 | SC | US SPRINT COMMUNICATIONS CO | 359554 | 1999 | F22315 | ICE, CUMMINS, 12 CYLINDERS, TURBOCHARGED, AFTERCOOLED, MODEL NO. KTA38-G1, SERIAL NO. 33112318, 1135 BHP, DIESEL, EMERGENCY | Diesel | Cummins | KTA38-G1 | 756.6667 |  |  | 1135 | 282 S SYCAMORE AVE | RIALTO | 92376-6546 |  |  | 8.17 | 0.38
1647 | SC | USAA REALTY COMPANY | 365980 | 1999 | F29382 | ICE, CATERPILLAR, DIESEL, EMERGENCY, MODEL NO. 3412, SERIAL NO. 81206898, TURBOCHARGED, INTERCOOLED, 12 CYLINDERS, 890 BHP | Diesel | Caterpillar | 3412 | 593.3333 |  |  | 890 | 21250 HAWTHORNE BLVD | TORRANCE | 90503 | BASSAM ASEF | (310) 5435210 | 8.17 | 0.38
1648 | SC | VALENCIA TOWN CENTER ASSOCIATES, L P | 277214 | 1993 | D68870 | ICE, EMERGENCY, DETROIT DIESEL, MODEL NO. 12V-92TA, DIESEL, 12 CYLINDERS, TURBOCHARGED, AFTERCOOLED, 830 BHP | Diesel | Detroit Diesel | 12V-92TA | 553.3333 |  |  | 830 | 24201 VALENCIA BLVD | SANTA CLARITA | 91355 | SMITH MICHAEL | (805) 2549820 | 8.17 | 0.38
1649 | SC | VALLEY COUNTY WATER DISTRICT | 362919 | 1999 | F23548 | ICE, CATERPILLAR, 6 CYLINDERS, TURBOCHARGED, AFTERCOOLED, MODEL NO. 3406 DITA (400 KW), 587 BHP, DIESEL, EMERGENCY | Diesel | Caterpillar | 3406 DITA | 400 | 400 |  |  | 5135 N MAINE AVE | BALDWIN PARK | 91706 | MORTENSON TOM | (626) 8565990 | 8.17 | 0.38
1650 | SC | VALLEY PRESBYTERIAN HOSPITAL | 146150 | 1986 | M54958 | ICE, CATERPILLAR, DIESEL, EMERGENCY, MODEL NO. 3512, SERIAL NO. 24Z01008, TURBOCHARGED, AFTERCOOLED, 12 CYLINDERS, 1330 BHP. | Diesel | Caterpillar | 3512 | 886.6667 |  |  | 1330 | 6840 SEPULVEDA BLVD | VAN NUYS | 91405 | LEGGETT TERRY | (818) 9022902 | 8.17 | 0.38
1651 | SC | VALLEY PRESBYTERIAN HOSPITAL | 319134 | 1996 | F15973 | ICE, CATERPILLAR, MODEL NO. 3508, SERIAL NO. 23Z05G78, EMERGENCY, FUELED WITH LOW NOX AMBER 363, FOUR CYCLE, TURBOCHARGED, 993 BHP. | Diesel | Caterpillar | 3508 | 662 |  |  | 993 | 6840 SEPULVEDA BLVD | VAN NUYS | 91405 | LEGGETT TERRY | (818) 9022902 | 6.9 | 0.4
1652 | SC | VALLEY WATER CO | 323703 | 1997 | F5101 | ICE, CATERPILLAR, 12 CYLINDERS, TURBOCHARGED, AFTERCOOLED, MODEL NO. 3412 DITTA (500 KW), 746 BHP, DIESEL, EMERGENCY. | Diesel | Caterpillar | 3412 DITTA | 500 | 500 |  |  | 4524 HAMPTON RD | LA CANADA FLINTRIDGE | 91012 | BOYTIM ANDY | (818) 7905516 | 11 | 0.53
1654 | SC | VENCOR HOSPITALS CALIFORNIA, ORANGE CTY | 345466 | 1998 | F16393 | ICE, DETROIT DIESEL, MODEL NO. 7163-7305, SERIAL NO. 25-01960, DIESEL, EMERGENCY, NATURALLY, 16 CYLINDERS, 787 BHP. | Diesel | Detroit Diesel | 7163-7305 | 524.6667 |  |  | 787 | 200 HOSPITAL CIR | WESTMINSTER | 92683 | CURRIER JOE | (714) 8934541 | 6.9 | 0.4
1656 | SC | VERIZON CALIFORNIA INC | 138837 | 1985 | M49177 | ICE, CUMMINS, DIESEL, EMR, MODEL VTA1710-G3, SN 37102010, 500 KW, | Diesel | Cummins | VTA1710-G3 | 500 | 500 |  |  | 2904 ARCHIBALD AVE | ONTARIO | 91769 | GILMORE MARTIN | (562) 6270186 | 8.17 | 0.38
1657 | SC | VERIZON CALIFORNIA INC | 139889 | 1985 | M57140 | ICE, CUMMINS, DIESEL, EMR, MODEL KTA19-G32, SN 31133411, 500 KW, | Diesel | Cummins | KTA19-GS2 | 500 | 500 |  |  | 42140 WASHINGTON ST | BERMUDA DUNES | 92201 | WILLIAMS JOE | (213) 0000000 | 11 | 0.53
1658 | SC | VERIZON CALIFORNIA INC | 142367 | 1986 | M50591 | ICE, CATERPILLAR, DIESEL, EMERGENCY, MODEL NO. 3508, TURBOCHARGED, AFTERCOOLED, 8 CYLINDERS, 939 BHP. | Diesel | Caterpillar | 3508 DI | 626 |  |  | 939 | 598 N SEPULVEDA | WEST LOS ANGELES | 90049 | NELSON BARRY | (310) 3196148 | 11 | 0.53
1659 | SC | VERIZON CALIFORNIA INC | 142369 | 1986 | M50592 | ICE, CATERPILLAR, DIESEL, EMERGENCY, MODEL NO. D349 TA, TURBOCHARGED, AFTERCOOLED, 16 CYLINDERS, 1006 BHP | Diesel | Caterpillar | D349 | 670.6667 |  |  | 1006 | 15844 WORKMAN ST | LA PUENTE | 91746 | GILMORE MARTIN | (562) 6270186 | 11 | 0.53
1660 | SC | VERIZON CALIFORNIA INC | 142379 | 1986 | M50594 | ICE, MITSUBISHI, DIESEL, EMERGENCY, MODEL NO. S12N-PT, TURBOCHARGED, AFTERCOOLED, 12 CYLINDERS, 939 BHP. | Diesel | Mitsubishi | S12N-PT | 626 |  |  | 939 | 8334 E 2ND ST | DOWNEY | 90241 | GILMORE MARTIN | (562) 6270186 | 11 | 0.53
1663 | SC | VERIZON CALIFORNIA INC | 142387 | 1986 | M50599 | ICE, CATERPILLAR, DIESEL, EMERGENCY, MODEL NO. 3508 DITA, TURBOCHARGED, AFTERCOOLED, 8 CYLINDERS, 1006 BHP. | Diesel | Caterpillar | 3508 DITA | 670.6667 |  |  | 1006 | 1008 HOLLISTER ST | SAN FERNANDO | 91340 | HARPER MIKE | (818) 3618717 | 11 | 0.53
1664 | SC | VERIZON CALIFORNIA INC | 142388 | 1986 | M50600 | ICE, CATERPILLAR, DIESEL, EMERGENCY, MODEL NO. 3412, TURBOCHARGED, AFTERCOOLED, 12 CYLINDERS, 670 BHP. | Diesel | Caterpillar | 3412 | 446.6667 |  |  | 670 | 13461 VAN NUYS | PACOIMA | 91331 | ZAMORA LUIS | (818) 3618717 | 11 | 0.53
1666 | SC | VERIZON CALIFORNIA INC | 142391 | 1986 | M50604 | ICE, CATERPILLAR, DIESEL, EMERGENCY, MODEL NO. 3412, TURBOCHARGED, AFTERCOOLED, 12 CYLINDERS, 670 BHP. | Diesel | Caterpillar | 3412 | 446.6667 |  |  | 670 | 13687 TELEGRAPH | SANTA FE SPRINGS | 90670 | GILMORE MARTIN | (562) 6270186 | 11 | 0.53
1667 | SC | VERIZON CALIFORNIA INC | 142392 | 1986 | M50605 | ICE, CATERPILLAR, DIESEL, EMERGENCY, MODEL NO. 3412, TURBOCHARGED, AFTERCOOLED, 12 CYLINDERS, 670 BHP. | Diesel | Caterpillar | 3412 DI | 446.6667 |  |  | 670 | 17111 BOLSA CHICA | HUNTINGTON BEACH | 92649 | GILMORE MARTIN | (562) 6270186 | 11 | 0.53
1668 | SC | VERIZON CALIFORNIA INC | 142394 | 1986 | M50767 | ICE, MITSUBISHI, DIESEL, EMERGENCY, MODEL NO. S12N-PT, TURBOCHARGED, AFTERCOOLED, 12 CYLINDERS, 1160 BHP. | Diesel | Mitsubishi | S12N-PT | 773.3333 |  |  | 1160 | 3980 E 7TH ST | LONG BEACH | 90804 | GILMORE MARTIN | (562) 6270186 | 11 | 0.53
1669 | SC | VERIZON CALIFORNIA INC | 142395 | 1986 | M50766 | ICE, CATERPILLAR, DIESEL, EMERGENCY, MODEL NO. 3412, TURBOCHARGED, AFTERCOOLED, 12 CYLINDERS, 670 BHP. | Diesel | Caterpillar | 3412 | 446.6667 |  |  | 670 | 9317 WASHINGTON | PICO RIVERA | 90660 | GILMORE MARTIN | (562) 6270186 | 11 | 0.53
1670 | SC | VERIZON CALIFORNIA INC | 142396 | 1986 | M51584 | ICE, MITSUBISHI, DIESEL, EMERGENCY, MODEL NO. S6N-PTA2, TURBOCHARGED, AFTERCOOLED, 6 CYLINDERS, 670 BHP. | Diesel | Mitsubishi | S6N-PTA2 | 446.6667 |  |  | 670 | 650 PALOS VERDES BLVD | TORRANCE | 90277 | WALLS PHIL | (310) 3714164 | 11 | 0.53
1671 | SC | VERIZON CALIFORNIA INC | 142398 | 1986 | M50608 | ICE, CATERPILLAR, DIESEL, EMERGENCY, MODEL NO. 3412, TURBOCHARGED, AFTERCOOLED, 12 CYLINDERS, 670 BHP. | Diesel | Caterpillar | 3412 | 446.6667 |  |  | 670 | 295 BROADWAY | LAGUNA BEACH | 92651 | GILMORE MARTIN | (562) 6270186 | 11 | 0.53
1672 | SC | VERIZON CALIFORNIA INC | 142399 | 1986 | M53054 | ICE, DETROIT DIESEL, DIESEL, EMERGENCY, MODEL NO. 8123-7305, TURBOCHARGED, AFTERCOOLED, 12 CYLINDERS, 670 BHP. | Diesel | Detroit Diesel | 8123-7305 | 446.6667 |  |  | 670 | 6640 E FLORENCE PL | BELL GARDENS | 90201 | GILMORE MARTIN | (562) 6270186 | 11 | 0.53
1673 | SC | VERIZON CALIFORNIA INC | 142400 | 1986 | M50765 | ICE, CATERPILLAR, DIESEL, EMERGENCY, MODEL NO. 3412, TURBOCHARGED, AFTERCOOLED, 12 CYLINDERS, 670 BHP. | Diesel | Caterpillar | 3412 | 446.6667 |  |  | 670 | 2749 190TH ST | REDONDO BEACH | 90278 | DAVIDSON PHILIP | (310) 3714164 | 11 | 0.53
1674 | SC | VERIZON CALIFORNIA INC | 142402 | 1986 | M50763 | ICE, CUMMINS, DIESEL, EMERGENCY, MODEL NO. UTA-1710-GS, TURBOCHARGED, AFTERCOOLED, 12 CYLINDERS, 671 BHP. | Diesel | Cummins | VTA1710GS | 447.3333 |  |  | 671 | 1625 CLARK AVE | LONG BEACH | 90813 | GILMORE MARTIN | (562) 6270186 | 11 | 0.53
1675 | SC | VERIZON CALIFORNIA INC | 142403 | 1986 | M50762 | ICE, DETROIT DIESEL, EMR, DIESEL, MODEL 8123-7300, 12 CYL, 671 BHP, TURBOCHARGED, AFTERCOOLED | Diesel | Detroit Diesel | 8123-7300 | 447.3333 |  |  | 671 | 22211 PACIFIC COAST HWY | MALIBU | 90265 | HIGH BILL | (805) 4983986 | 11 | 0.53
1677 | SC | VERIZON CALIFORNIA INC | 142405 | 1986 | M51573 | ICE, CATERPILLAR, DIESEL, EMERGENCY, MODEL NO. 3412, TURBOCHARGED, AFTERCOOLED, 12 CYLINDERS, 670 BHP. | Diesel | Caterpillar | 3412T | 446.6667 |  |  | 670 | 10603 WHITTIER BLVD | WHITTIER | 90601 | MERRIAM W.R. | (714) 6276352 | 11 | 0.53
1678 | SC | VERIZON CALIFORNIA INC | 142406 | 1986 | M50346 | ICE, MITSUBISHI, DIESEL, EMERGENCY, MODEL NO. S12N-PT, TURBOCHARGED, AFTERCOOLED, 12 CYLINDERS, 1006 BHP. | Diesel | Mitsubishi | S12N-PT | 670.6667 |  |  | 1006 | 10681 ENCINO AVE | GRANADA HILLS | 91344 | HARPER MIKE | (818) 3618717 | 11 | 0.53
1679 | SC | VERIZON CALIFORNIA INC | 142407 | 1986 | M50347 | ICE, DETROIT DIESEL, DIESEL, EMERGENCY, ELECTRICAL, MODEL NO. 8123-7305, TURBOCHARGED, AFTERCOOLED, 8 CYLINDERS, 670 BHP. | Diesel | Detroit Diesel | 8123-7305 | 446.6667 |  |  | 670 | 147 W LEMON AVE | MONROVIA | 91016 | MERRIAM W.R. | (626) 3580000 | 11 | 0.53
1680 | SC | VERIZON CALIFORNIA INC | 142408 | 1986 | M50348 | ICE, CATERPILLAR, DIESEL, EMERGENCY, MODEL NO. 3412, TURBOCHARGED, AFTERCOOLED, 12 CYLINDERS, 670 BHP. | Diesel | Caterpillar | 3412 | 446.6667 |  |  | 670 | 15351 MAPLEGROVE | LA PUENTE | 91744 | GILMORE MARTIN | (562) 6270186 | 11 | 0.53
1681 | SC | VERIZON CALIFORNIA INC | 142409 | 1986 | M50349 | ICE, DETROIT DIESEL, DIESEL, EMERGENCY, ELECTRICAL, MODEL NO. 8123-7305, TURBOCHARGED, AFTERCOOLED, 8 CYLINDERS, 670 BHP. | Diesel | Detroit Diesel | 8123-7305 | 446.6667 |  |  | 670 | 2158 E 3RD ST | LA VERNE | 91750 | MERRIAM W.R | (714) 6276352 | 11 | 0.53
1683 | SC | VERIZON CALIFORNIA INC | 142411 | 1986 | M50620 | ICE, CATERPILLAR, DIESEL, EMERGENCY, MODEL NO. 3412, TURBOCHARGED, AFTERCOOLED, 12 CYLINDERS, 536 BHP. | Diesel | Caterpillar | 3412 | 357.3333 |  |  | 536 | 19111 BUSHARD | HUNTINGTON BEACH | 92646 | GILMORE MARTIN | (562) 6270186 | 11 | 0.53
1684 | SC | VERIZON CALIFORNIA INC | 142412 | 1986 | M50351 | ICE, DETROIT DIESEL, DIESEL, EMERGENCY, MODEL 7163-7305, TURBOCHARGED, AFTERCOOLED, 16 CYLINDERS, 670 BHP. | Diesel | Detroit Diesel | 7163-7305 | 446.6667 |  |  | 670 | 18400 PIONEER | ARTESIA | 90701 | GILMORE MARTIN | (562) 6270186 | 11 | 0.53
1685 | SC | VERIZON CALIFORNIA INC | 142413 | 1986 | M50695 | ICE, CATERPILLAR, DIESEL, EMERGENCY, MODEL NO. 3412, TURBOCHARGED, AFTERCOOLED, 12 CYLINDERS, 670 BHP. | Diesel | Caterpillar | 3412 | 446.6667 |  |  | 670 | 13155 ALONDRA | SANTA FE SPRINGS | 90670 | MERRIAM W.R. | (714) 6276352 | 11 | 0.53
1689 | SC | VERIZON CALIFORNIA INC | 142417 | 1986 | M50354 | ICE, CATERPILLAR, DIESEL, EMERGENCY, MODEL NO. 3412, TURBOCHARGED, AFTERCOOLED, 12 CYLINDERS, 670 BHP. | Diesel | Caterpillar | 3412 | 446.6667 |  |  | 670 | 1041 TIVERTON | WEST LOS ANGELES | 91766 | NELSON BARRY | (310) 3196148 | 11 | 0.53
1693 | SC | VERIZON CALIFORNIA INC | 142425 | 1986 | M51142 | ICE, CUMMINS, DIESEL, EMR, MODEL UTA1710-GS, 500 KW | Diesel | Cummins | VTA1710-GS | 500 | 500 |  |  | 160 W HAYS ST | BANNING | 92220 | MERRIAM W.R. | (714) 6276352 | 11 | 0.53
1694 | SC | VERIZON CALIFORNIA INC | 142426 | 1986 | M51141 | ICE, CATERPILLAR, DIESEL, EMR, MODEL 3412, 500 KW | Diesel | Caterpillar | 3412 | 500 | 500 |  |  | 723 VINE AVE | COACHELLA | 92236 | MERRIAM W.R. | (714) 6276352 | 11 | 0.53
1695 | SC | VERIZON CALIFORNIA INC | 142427 | 1986 | M51745 | ICE, CATERPILLAR, DIESEL, EMR, MODEL 3412, 500 KW | Diesel | Caterpillar | 3412 | 500 | 500 |  |  | 120 S JUANITA ST | HEMET | 92543 | MERRIAM W.R. | (714) 6276352 | 11 | 0.53
1696 | SC | VERIZON CALIFORNIA INC | 142428 | 1986 | M50901 | ICE, CATERPILLAR, DIESEL, EMR, MODEL D-349, 750 KW | Diesel | Caterpillar | D349 | 750 | 750 |  |  | 45550 JACKSON ST | INDIO | 92201 | GILMORE MARTIN | (562) 6270186 | 11 | 0.53
1697 | SC | VERIZON CALIFORNIA INC | 142430 | 1986 | M51746 | ICE, CATERPILLAR, DIESEL, EMR, MODEL 3412, 500 KW | Diesel | Caterpillar | 3412 | 500 | 500 |  |  | 35625 DUVALL RD | RANCHO MIRAGE | 92270 | GILMORE MARTIN | (562) 6270186 | 11 | 0.53
1698 | SC | VERIZON CALIFORNIA INC | 142431 | 1986 | M50923 | ICE, DETROIT DIESEL, EMR, DIESEL, MODEL 7123-7305, 400 KW | Diesel | Detroit Diesel | 7123-7305 | 400 | 400 |  |  | 699 N STATE ST | SAN JACINTO | 92583 | MERRIAM W.R. | (714) 5906512 | 11 | 0.53
1699 | SC | VERIZON CALIFORNIA INC | 142432 | 1986 | M51747 | ICE, CATERPILLAR, DIESEL, EMR, MODEL 3412, 500 KW | Diesel | Caterpillar | 3412 | 500 | 500 |  |  | 12656 PERRIS BLVD | MORENO VALLEY | 92553 | MERRIAM W.R. | (714) 6276352 | 11 | 0.53
1701 | SC | VERIZON CALIFORNIA INC | 143506 | 1986 | M61230 | ICE, MITSUBISHI, DIESEL, EMERGENCY, MODEL NO. S12N-PT, TURBOCHARGED, AFTERCOOLED, 12 CYLINDERS, 1500 BHP. | Diesel | Mitsubishi | S12N-PT | 1000 |  |  | 1500 | 14436 E RAMONA | BALDWIN PARK | 91769 | GILMORE MARTIN | (562) 6270186 | 11 | 0.53
1702 | SC | VERIZON CALIFORNIA INC | 177255 | 1988 | D13971 | DIESEL, CATERPILLAR, MODEL NO. 3408B, TURBOCHARGED, AFTERCOOLED, 4 STROKE, 4 DEGREE IGNITION RETARDATION, V-8 TYPE, 597 HP, 400 KW, EMERGENCY | Diesel | Caterpillar | 3408B | 400 | 400 |  |  | 1010 CALIMESA BLVD | CALIMESA | 92320 | LABARR NEAL | (714) 6239588 | 11 | 0.53
1704 | SC | VERIZON CALIFORNIA INC | 199991 | 1989 | D09991 | ICE, CUMMINS, DIESEL, EMERGENCY, MODEL NO. KTA19-G1, TURBOCHARGED, AFTERCOOLED, 6 CYLINDERS, 560 BHP | Diesel | Cummins | KTA19-G1 | 373.3333 |  |  | 560 | 870 N MOUNTAIN AVE | UPLAND | 91766 | VII REG | (714) 9460283 | 8.17 | 0.38
1706 | SC | VERIZON CALIFORNIA INC | 218373 | 1989 | D23492 | ICE, CATERPILLAR, DIESEL, EMERGENCY, MODEL NO. 3508, TURBOCHARGED, AFTERCOOLED, 8 CYLINDERS, 1096 BHP | Diesel | Caterpillar | 3508 | 730.6667 |  |  | 1096 | 5380 ATLANTIC AVE | LONG BEACH | 90805 | GILMORE MARTIN | (562) 6270186 | 8.17 | 0.38
1707 | SC | VERIZON CALIFORNIA INC | 221801 | 1990 | D33897 | ICE, CATERPILLAR, DIESEL, EMERGENCY, MODEL NO. 3512, TURBOCHARGED, AFTERCOOLED, 2178 BHP, DIESEL, 1500 KW, EMERGENCY | Diesel | Caterpillar | 3512 | 1500 | 1500 |  |  | 295 N SUNRISE WAY | PALM SPRINGS | 92262 | GILMORE MARTIN | (562) 6270186 | 8.17 | 0.38
1709 | SC | VERIZON CALIFORNIA INC | 227952 | 1990 | D70646 | EMERGENCY GENERATION SYSTEM CONSISTING OF: (1) INTERNAL COMBUSTION ENGINE, MITSUBISHI, DIESEL, MODEL NO. S12N-PT, 1Q2 CYLINDERS, TURBOCHARGED, 1000 BHP (2) TWO DIESEL WATER EMULSIFIER, HARRIER, MODEL K3 (3) CATALYTIC OXIDATION UNIT, ENGLEHARD, MODEL 2203, 1'-10" DIA. X 2'-7" L. | Diesel | Mitsubishi | S12N-PT | 666.6667 |  |  | 1000 | 2400 BEVERLY MANOR RD | SEAL BEACH | 90740 | GILMORE MARTIN | (562) 6270186 | 8.17 | 0.38
1711 | SC | VERIZON CALIFORNIA INC | 241263 | 1990 | D63805 | ICE, CATERPILLAR, MODEL NO. 3412 TA, DIESEL, EMERGENCY, TURBOCHARGED, AFTERCOOLED, 12 CYLINDERS, 890 BHP | Diesel | Caterpillar | 3412 TA | 593.3333 |  |  | 890 | 8613 E FIRESTONE BLVD | DOWNEY | 90241 | BARR NEAL LA | (714) 6230460 | 8.17 | 0.38
1713 | SC | VERIZON CALIFORNIA INC | 246910 | 1991 | D48579 | ICE, CATERPILLAR, MODEL NO. 3406B, DIESEL, EMERGENCY, TURBOCHARGED, AFTERCOOLED, 6 CYLINDERS, 587 BHP | Diesel | Caterpillar | 3406B | 391.3333 |  |  | 587 | 11333 SEPULVEDA BLVD | MISSION HILLS | 91345 | ZAMORA LUIS | (818) 3618717 | 8.17 | 0.38
1716 | SC | VERIZON CALIFORNIA INC | 294144 | 1994 | D85891 | ICE, DETROIT DIESEL, DIESEL, EMERGENCY, ELECTRICAL, MODEL NO. 8V-92TA, SERIAL NO. 08VF160187, TURBOCHARGED, AFTERCOOLED, 8 CYLINDERS, 540 BHP. | Diesel | Detroit Diesel | 8V-92TA | 360 |  |  | 540 | 320 N TURNER AVE | ONTARIO | 91762 | GILMORE MARTIN | (562) 6270186 | 8.17 | 0.38
1718 | SC | VERIZON CALIFORNIA INC | 294768 | 1994 | D84868 | ICE, CATERPILLAR, MODEL NO. 3412 DITA, SERIAL NO. 81Z01850, DIESEL, EMERGENCY, TURBOCHARGED, AFTERCOOLED, 12 CYLINDERS, 748 BHP | Diesel | Caterpillar | 3412 DITA | 498.6667 |  |  | 748 | 5431 TORRANCE BLVD | TORRANCE | 90503-4005 | SYROCZYNSKI PAUL | (310) 3714164 | 8.17 | 0.38
1721 | SC | VERIZON CALIFORNIA INC | 317571 | 1996 | F01030 | ICE, CATERPILLAR, 6 CYLINDERS, TURBOCHARGED, AFTERCOOLED, MODEL NO. 3406 DITA (400 KW), 587 BHP, DIESEL, EMERGENCY | Diesel | Caterpillar | 3406 DITA | 400 | 400 |  |  | 1505 E ENTERPRISE DR | SAN BERNARDINO | 92408 | WELZ PETER | (909) 4692260 | 8.17 | 0.38
1723 | SC | VERIZON CALIFORNIA INC | 317614 | 1996 | F2137 | ICE, CATERPILLAR, MODEL NO. 3412, DIESEL, EMERGENCY, 12 CYLINDERS, TURBOCHARGED, AFTERCOOLED, 746 BHP. | Diesel | Caterpillar | 3412 | 497.3333 |  |  | 746 | 5832 BOLSA AVE | HUNTINGTON BEACH | 92646 | WELZ PETER | (909) 4692260 | 6.9 | 0.4
1724 | SC | VERIZON CALIFORNIA INC | 324311 | 1997 | F6576 | ICE, CATERPILLAR, DIESEL, EMERGENCY, MODEL NO. 3512B, SERIAL NO. 6WN00116, SIX CYLINDERS, TURBOCHARGED, AFTERCOOLED, 2032 BHP. | Diesel | Caterpillar | 3512B | 1354.6667 |  |  | 2032 | 9053 SEPULVEDA | SEPULVEDA | 91766 | DAVIES RICHARD | (818) 3618717 | 6.9 | 0.4
1727 | SC | VERIZON CALIFORNIA INC | 332950 | 1997 | F10075 | ICE, MITSUBISHI, MODEL NO. S-12N-PTA-ES, DIESEL, EMERGENCY, TURBOCHARGED, AFTERCOOLED, 1500 BHP | Diesel | Mitsubishi | S12N-PTA-ES | 1000 |  |  | 1500 | 6802 WESTMINSTER AVE | WESTMINSTER | 92683-3709 | GILMORE MARTIN | (562) 6270186 | 8.17 | 0.38
1728 | SC | VERIZON CALIFORNIA INC | 334557 | 1997 | F12272 | ICE, CUMMINS, MODEL NO. VTA1710-G2, DIESEL, EMERGENCY, TURBOCHARGED, AFTERCOOLED, 900 BHP | Diesel | Cummins | VTA1710-G2 | 600 |  |  | 900 | 41963 MORENO RD | TEMECULA | 92590 | WELZ PETER | (909) 4692260 | 8.17 | 0.38
1729 | SC | VERIZON CALIFORNIA INC | 335371 | 1997 | F11252 | ICE, DETROIT DIESEL, 24 CYLINDERS, TURBOCHARGED, AFTERCOOLED, MODEL NO. 7243-7406 (24V-71TA), SERIAL NO. 24VA001640, 1550 BHP, DIESEL FUELED, EMERGENCY | Diesel | Detroit Diesel | 7243-7406 | 1033.3333 |  |  | 1550 | 665 N E ST | SAN BERNARDINO | 92410 | GILMORE MARTIN | (562) 6270186 | 8.17 | 0.38
1731 | SC | VERIZON CALIFORNIA INC | 349728 | 1999 | F19306 | ICE, CATERPILLAR, 12 CYLINDERS, TURBOCHARGED, AFTERCOOLED, MODEL NO. 3412 DITA (500 KW), SERIAL NO. 81Z02411, 746 BHP, DIESEL, EMERGENCY | Diesel | Caterpillar | 3412 DITA | 500 | 500 |  |  | 900 N IDAHO ST | LA HABRA | 90631-2605 | GILMORE MARTIN | (562) 6270186 | 8.17 | 0.38
1732 | SC | VERIZON CALIFORNIA INC | 349730 | 1999 | F19305 | ICE, CATERPILLAR, 8 CYLINDERS, TURBOCHARGED, AFTERCOOLED, MODEL NO. 3508 DITA (750 KW), SERIAL NO. 23Z00744, 1093 BHP, DIESEL, EMERGENCY | Diesel | Caterpillar | 3508 DITA | 750 | 750 |  |  | 12035 E FRONT ST | NORWALK | 90650-2913 |  |  | 8.17 | 0.38
1733 | SC | VERIZON CALIFORNIA INC | 351878 | 1999 | F20058 | ICE, CATERPILLAR, 12 CYLINDERS, TURBOCHARGED, AFTERCOOLED, MODEL NO. 3412 DITA (500 KW), 746 BHP, DIESEL, EMERGENCY | Diesel | Caterpillar | 3412 DITA | 500 | 500 |  |  | 24960 VAN LEUVEN BLVD | LOMA LINDA | 92354 | WELZ PETER | (714) 5906519 | 6.9 | 0.4
1734 | SC | VERIZON CALIFORNIA INC | 352594 | 1999 | F20961 | ICE, CATERPILLAR, MODEL NO. 3508B DITA, DIESEL, EMERGENCY, 8 CYLINDERS, TURBOCHARGED, AFTERCOOLED, 1465 BHP | Diesel | Caterpillar | 3508B DITA | 976.6667 |  |  | 1465 | 18131 E VALLEY BLVD | LA PUENTE | 91744 | GILMORE MARTIN | (562) 6270186 | 8.17 | 0.38
1736 | SC | VERIZON CALIFORNIA INC | 357967 | 1999 | F21831 | ICE, CATERPILLAR, 12 CYLINDERS, TURBOCHARGED, AFTERCOOLED, MODEL NO. 3412 DITTA (500 KW), 746 BHP, DIESEL, EMERGENCY. | Diesel | Caterpillar | 3412 DITTA | 500 | 500 |  |  | HWY 79 & GEORGE CUSHMAN RD | TEMECULA | 92590 | WELZ PETER | (909) 4692260 | 8.17 | 0.38
1739 | SC | VERIZON CALIFORNIA INC | 362202 | 1999 | F23578 | ICE, CATERPILLAR, 12 CYLINDERS, TURBOCHARGED, AFTERCOOLED, MODEL NO. 3412 DITTA (600 KW), SERIAL NO. 81Z23777, 890 BHP, DIESEL, EMERGENCY. | Diesel | Caterpillar | 3412 DITTA | 600 | 600 |  |  | 41611 REAGAN AVE | MURRIETA | 92562 | WELZ PETER | (909) 4692262 | 8.17 | 0.38
1740 | SC | VERIZON CALIFORNIA INC | 369318 | 2000 | F32312 | ICE, CATERPILLAR, MODEL 3508B TA, DIESEL, TURBOCHARGED, AFTERCOOLED, 1502 BHP, EMERGENCY | Diesel | Caterpillar | 3508B TA | 1001.3333 |  |  | 1502 | 1515 OCEAN PARK BLVD | SANTA MONICA | 90405-4819 | NELSON BARY | (310) 3196148 | 6.9 | 0.4
1741 | SC | VERIZON CALIFORNIA INC | 371052 | 2000 | F32083 | ICE, CATERPILLAR, 8 CYLINDERS, TURBOCHARGED, AFTERCOOLED, MODEL NO. 3508B DITA (1000 KW), SERIAL NO. GC-563, 1480 BHP, DIESEL, EMERGENCY | Diesel | Caterpillar | 3508B DITA | 1000 | 1000 |  |  | 102 PACIFIC COAST HIGHWAY | HERMOSA BEACH | 90254-5355 | MESSER TONY | (310) 3714164 | 8.17 | 0.38
1742 | SC | VERIZON CALIFORNIA INC | 372650 | 2000 | F33002 | ICE, CUMMINS, 12 CYLINDERS, TURBOCHARGED, AFTERCOOLED, MODEL NO. QST30-G5, 1490 BHP, DIESEL, EMERGENCY | Diesel | Cummins | QST30-G5 | 993.3333 |  |  | 1490 | 1810 PARNELL AVE | WESTWOOD | 96137 | WELZ PETER | (909) 4692260 | 6.9 | 0.4
1743 | SC | VERIZON WIRELESS | 228552 | 1990 | D28152 | ICE, CATERPILLAR, DIESEL, MODEL NO. 3412, TURBOCHARGED, AFTERCOOLED, 12 CYLINDERS, 890 BHP. | Diesel | Caterpillar | 3412 | 593.3333 |  |  | 890 | 2640 MAIN ST | IRVINE | 92614-6229 | ARENSDORFF RICHARD | (714) 2228420 | 6.9 | 0.4
1744 | SC | VERIZON WIRELESS | 236724 | 1990 | D35680 | ICE, CATERPILLAR, DIESEL, MODEL NO. 3412, TURBOCHARGED, AFTERCOOLED, 12 CYLINDERS, 890 BHP. | Diesel | Caterpillar | 3412 | 593.3333 |  |  | 890 | 2640 MAIN ST | IRVINE | 92614-6229 | ARENSDORFF RICHARD | (714) 2228420 | 6.9 | 0.4
1745 | SC | VERIZON WIRELESS | 279846 | 1993 | D72645 | ICE, CATERPILLAR, DIESEL, MODEL NO. 3412, SERIAL NO. 81Z07634, TURBOCHARGED, AFTERCOOLED, 12 CYLINDERS, 890 BHP. | Diesel | Caterpillar | 3412 | 593.3333 |  |  | 890 | 2640 MAIN ST | IRVINE | 92614-6229 | ARENSDORFF RICHARD | (714) 2228420 | 8.17 | 0.38
1746 | SC | VERIZON WIRELESS | 279847 | 1993 | D72646 | ICE, CATERPILLAR, DIESEL, MODEL NO. 3412, SERIAL NO. 81Z11951, TURBOCHARGED, AFTERCOOLED, 12 CYLINDERS, 890 BHP. | Diesel | Caterpillar | 3412 | 593.3333 |  |  | 890 | 2640 MAIN ST | IRVINE | 92614-6229 | ARENSDORFF RICHARD | (714) 2228420 | 8.17 | 0.38
1747 | SC | VERIZON WIRELESS | 300519 | 1995 | D88384 | ICE, CUMMINS, TURBOCHARGED, AFTERCOOLED, MODEL NO. KTA38-G2, 1200 BHP, DIESEL, EMERGENCY | Diesel | Cummins | KTA30-G2 | 800 |  |  | 1200 | 5549 WESTLAWN AVE MARINA MT50 | LOS ANGELES | 90066 | CARR BILL | (714) 2227654 | 8.17 | 0.38
1748 | SC | VERIZON WIRELESS | 302903 | 1995 | D92523 | ICE, CATERPILLAR, 12 CYLINDERS, TURBOCHARGED, AFTERCOOLED, MODEL NO. 3412 DISTA (800 KW), 1185 BHP, DIESEL, EMERGENCY | Diesel | Caterpillar | 3412 DISTA | 800 | 800 |  |  | 2614 WHITTIER BLVD | LOS ANGELES | 90016 | FENTON FRED | (714) 2227133 | 8.17 | 0.38
1752 | SC | WALNUT MANOR RETIREMENT VILLAGE | 209236 | 1989 | D33307 | ICE, CUMMINS, DIESEL, EMERGENCY, MODEL NO. KTTA19-GS/GC, TURBOCHARGED, AFTERCOOLED, 6 CYLINDERS, 685 BHP. | Diesel | Cummins | KTTA19GS/GC | 456.6667 |  |  | 685 | 891 S WALNUT | ANAHEIM | 92802 | MANCEBO FRANK | (714) 7767150 | 8.17 | 0.38
1753 | SC | WALT DISNEY COMPANY | 300871 | 1995 | D88597 | ICE, CATERPILLAR, 12 CYLINDERS, TURBOCHARGED, AFTERCOOLED, MODEL NO. 3412 DITTA (500 KW), 746 BHP, DIESEL, EMERGENCY | Diesel | Caterpillar | 3412 DITTA | 500 | 500 |  |  | 3800 W ALAMEDA | BURBANK | 91505 | HUNLEY BEN | (818) 5574444 | 8.17 | 0.38
1755 | SC | WALT DISNEY PICTURES & TELEVISION | 366730 | 2000 | F26457 | ICE, CATERPILLAR, MODEL 3412 DISTA, SERIAL NO. 2WJ05772, DIESEL, TWELVE CYLINDERS, TURBOCHARGED, AFTERCOOLED, 1109 BHP, EMERGENCY | Diesel | Caterpillar | 3412 DISTA | 739.3333 |  |  | 1109 | 500 CIRCLE SEVEN DR | GLENDALE | 91201 | KHAN RODNEY | (818) 4760095 | 8.17 | 0.38
1756 | SC | WALT DISNEY PICTURES & TELEVISION | 366731 | 2000 | F26455 | ICE, CATERPILLAR, MODEL 3412 DISTA, SERIAL NO. 2WJ05773, DIESEL, TWELVE CYLINDERS, TURBOCHARGED, AFTERCOOLED, 1109 BHP, EMERGENCY | Diesel | Caterpillar | 3412 DISTA | 739.3333 |  |  | 1109 | 500 CIRCLE SEVEN DR | GLENDALE | 91201 | KHAN RODNEY | (818) 4760095 | 6.9 | 0.4
1757 | SC | WALT DISNEY PICTURES & TELEVISION | 366732 | 2000 | F26456 | ICE, CATERPILLAR, MODEL 3412 DISTA, SERIAL NO. 2WJ05774, DIESEL, TWELVE CYLINDERS, TURBOCHARGED, AFTERCOOLED, 1109 BHP, EMERGENCY | Diesel | Caterpillar | 3412 DISTA | 739.3333 |  |  | 1109 | 500 CIRCLE SEVEN DR | GLENDALE | 91201 | KHAN RODNEY | (818) 4760095 | 6.9 | 0.4
1758 | SC | WALT DISNEY WORLD CO | 311604 | 1996 | D96368 | ICE, CATERPILLAR, MODEL 3508 DI, SERIAL NO. 28Z00641, DIESEL, EIGHT CYLINDERS, TURBOCHARGED, AFTERCOOLED, 712 BHP, EMERGENCY | Diesel | Caterpillar | 3508 DI | 474.6667 |  |  | 712 | 1717 S WEST ST | ANAHEIM | 92802-2390 | FANNING WILLIAM | (714) 9566724 | 6.9 | 0.4
1759 | SC | WARNER BROTHERS STUDIO FACILITIES | 280374 | 1993 | D72741 | ICE, DETROIT DIESEL, DIESEL, MODEL NUMBER 12V-92TA, DIESEL, EMERGENCY, TURBOCHARGED, AFTERCOOLED, TWELVE CYLINDERS, 830 BHP. | Diesel | Detroit Diesel | 12V-92TA | 553.3333 |  |  | 830 | 4000 WARNER BLVD | BURBANK | 91522 | MOORE LOWELL | (818) 9542890 | 6.9 | 0.4
1761 | SC | WARNER BROTHERS STUDIO FACILITIES | 319934 | 1996 | F5802 | ICE, CATERPILLAR, MODEL NO. SR-4, SERIAL NO. GMA00728, DIESEL, EMERGENCY, 8 CYLINDERS, TURBOCHARGED, AFTERCOOLED, 1100 BHP | Diesel | Caterpillar | SR-4 | 733.3333 |  |  | 1100 | 4000 WARNER BLVD | BURBANK | 91522 | MOORE LOWELL | (818) 9542890 | 8.17 | 0.38
1762 | SC | WARNER CENTER MARRIOTT HOTEL | 260106 | 1991 | D66641 | ICE, CATERPILLAR, DIESEL, EMERGENCY, MODEL NO. 3412, TURBOCHARGED, AFTERCOOLED, 12 CYLINDERS, 755 BHP. | Diesel | Caterpillar | 3412 | 503.3333 |  |  | 755 | 21850 OXNARD ST | WOODLAND HILLS | 91367 | FRANK BRAD | (818) 8874800 | 8.17 | 0.38
1764 | SC | WATER FACILITIES AUTHORITY - JPA | 329957 | 1997 | F13194 | ICE, CATERPILLAR, MODEL NO. 3412 DIT, SERIAL NO. 81Z06387, DIESEL, 12 CYLINDERS, TURBOCHARGED, AFTERCOOLED, 724 BHP, EMERGENCY | Diesel | Caterpillar | 3413 DIT | 482.6667 |  |  | 724 | VARIOUS LOCATIONS IN SCAQMD | UPLAND | 91784 | BAUTISTA BERNIE | (909) 9819454 | 8.17 | 0.38
1766 | SC | WATER GARDEN COMPANY, L L C | 317437 | 1996 | F00680 | ICE, DETROIT DIESEL, DIESEL, EMERGENCY, MODEL NO. 8163-7416, SERIAL NO. 16VF008943, TURBOCHARGED, AFTERCOOLED, 16 CYLINDERS, 1232 BHP. | Diesel | Detroit Diesel | 8163-7416 | 821.3333 |  |  | 1232 | 1620 26TH ST ROOF TOP NORTH | SANTA MONICA | 90404 | ADDISON TRAVIS | (310) 3159800 | 6.9 | 0.4
1767 | SC | WATER GARDEN COMPANY, L L C | 317440 | 1996 | F00678 | ICE, DETROIT DIESEL, DIESEL, EMERGENCY, MODEL 8163-7416, SERIAL NO. 16VF008944, TURBOCHARGED, AFTERCOOLED, 16 CYLINDERS, 1232 BHP. | Diesel | Detroit Diesel | 8163-7416 | 821.3333 |  |  | 1232 | 2425 OLYMPIC BLVD ROOFTOP EAST | SANTA MONICA | 90404 | WEDDLE WILLIE | (310) 3159800 | 6.9 | 0.4
1771 | SC | WELLPOINT HEALTH NETWORKS | 367684 | 2000 | F28053 | ICE, CATERPILLAR, 16 CYLINDERS, TURBOCHARGED, AFTERCOOLED, MODEL NO. 3516 DITA (2000 KW), SERIAL NO. 6HN00504, 2847 BHP, DIESEL, EMERGENCY | Diesel | Caterpillar | 3516 DITA | 2000 | 2000 |  |  | 21555 OXNARD ST | WOODLAND HILLS | 91367 | GALLAGHER DAN | (818) 6106244 | 8.17 | 0.38
1772 | SC | WELLPOINT HEALTH NETWORKS | 367685 | 2000 | F28054 | ICE, CATERPILLAR, 16 CYLINDERS, TURBOCHARGED, AFTERCOOLED, MODEL NO. 3516 DITA (2000 KW), SERIAL NO. 6HN00405, 2847 BHP, DIESEL, EMERGENCY | Diesel | Caterpillar | 3516 DITA | 2000 | 2000 |  |  | 21555 OXNARD ST | WOODLAND HILLS | 91367 | GALLAGHER DAN | (818) 6106244 | 6.9 | 0.4
1773 | SC | WELLS FARGO BANK | 227189 | 1990 | D33201 | ICE NO. 4, DETROIT DIESEL, DIESEL, EMERGENCY, MODEL NO. 9163-7306, SERIAL NO. 16E0007494, TURBOCHARGED, INTERCOOLED, 16 CYLINDERS, 1540 BHP. | Diesel | Detroit Diesel | 9163-7306 | 1026.6667 |  |  | 1540 | 1200 W 7TH ST | LOS ANGELES | 90017-5000 | PAUL DAVID | (213) 4300706 | 6.9 | 0.4
1774 | SC | WELLS FARGO BANK | 227190 | 1990 | D33198 | ICE NO. 2, DETROIT DIESEL, DIESEL, EMERGENCY, MODEL NO. 9163-7306, SERIAL NO. 16E0007364, TURBOCHARGED, INTERCOOLED, 16 CYLINDERS, 1540 BHP. | Diesel | Detroit Diesel | 9163-7306 | 1026.6667 |  |  | 1540 | 1200 W 7TH ST | LOS ANGELES | 90017-5000 | PAUL DAVID | (213) 4300706 | 6.9 | 0.4
1775 | SC | WELLS FARGO BANK | 227191 | 1990 | D33199 | ICE NO. 1, DETROIT DIESEL, DIESEL, EMERGENCY, MODEL NO. 9163-7306, SERIAL NO. 16E0007365, TURBOCHARGED, INTERCOOLED, 16 CYLINDERS, 1540 BHP. | Diesel | Detroit Diesel | 9163-7306 | 1026.6667 |  |  | 1540 | 1200 W 7TH ST | LOS ANGELES | 90017-5000 | PAUL DAVID | (213) 4300706 | 8.17 | 0.38
1776 | SC | WELLS FARGO BANK | 227192 | 1990 | D33197 | ICE NO. 3, DETROIT DIESEL, DIESEL, EMERGENCY, MODEL NO. 9163-7306, SERIAL NO. 16E0007366, TURBOCHARGED, INTERCOOLED, 16 CYLINDERS, 1540 BHP. | Diesel | Detroit Diesel | 9163-7306 | 1026.6667 |  |  | 1540 | 1200 W 7TH ST | LOS ANGELES | 90017-5000 | PAUL DAVID | (213) 4300706 | 8.17 | 0.38
1777 | SC | WELLS FARGO BANK | 374373 | 2000 | F33953 | ICE, DETROIT DIESEL, 12 CYLINDERS, TURBOCHARGED, AFTERCOOLED, MODEL NO. T123-7K36 (1380 KW), SERIAL NO. 5262000505, 1850 BHP, DIESEL, EMERGENCY | Diesel | Detroit Diesel | T123-7K36 | 1380 | 1380 |  |  | 1200 W 7TH ST | LOS ANGELES | 90017-5000 | PAUL DAVID | (213) 4300706 | 8.17 | 0.38
1778 | SC | WELLS FARGO BANK, N.A.,CORPORATE PROP GR | 322404 | 1996 | F4215 | ICE, CUMMINS, 6 CYLINDERS, TURBOCHARGED, AFTERCOOLED, MODEL NO. KTTA19-G2, 750 BHP, DIESEL, EMERGENCY | Diesel | Cummins | KTTA19-G2 | 500 |  |  | 750 | 333 S HOPE ST | LOS ANGELES | 90071 | MCGRANAHAN CAROL | (213) 2536002 | 8.17 | 0.38
1779 | SC | WESCORP CORP,WESTERN CORP FED CREDIT UNI | 277022 | 1993 | D69764 | ICE, DETROIT DIESEL, MODEL NO. 12V-92TA, DIESEL, EMERGENCY, TURBOCHARGED, AFTERCOOLED, 12 CYLINDERS, 947 BHP. | Diesel | Detroit Diesel | 12V-92TA | 631.3333 |  |  | 947 | 924 OVERLAND CT | SAN DIMAS | 91773 | JAEGER JACKIE | (818) 5936000 | 6.9 | 0.4
1780 | SC | WEST COAST LIQUIDATORS INC, PIC 'N' SAVE | 217132 | 1989 | D35451 | ICE, CATERPILLAR, DIESEL, EMERGENCY, MODEL NO. 3508 TA, TURBOCHARGED, AFTERCOOLED, 8 CYLINDERS, 1010 BHP. | Diesel | Caterpillar | 3508 TA | 673.3333 |  |  | 1010 | 12434 4TH ST | RANCHO CUCAMONGA | 91730 | RIEKEN JERRY | (714) 8994408 | 6.9 | 0.4
1781 | SC | WEST ED | 363821 | 1999 | F23820 | ICE, CUMMINS, 6 CYLINDERS, TURBOCHARGED, AFTERCOOLED, MODEL NO. KTA19-G4, 755 BHP, DIESEL, EMERGENCY | Diesel | Cummins | KTA19-G4 | 503.3333 |  |  | 755 | 4665 LAMPSON | LOS ALAMITOS | 90720 | SNOKE STEVEN | (562) 9859140 | 8.17 | 0.38
1782 | SC | WEST SAN BERNARDINO COUNTY WATER DISTRIC | 363964 | 1999 | F23841 | ICE, CATERPILLAR, 12 CYLINDERS, TURBOCHARGED, AFTERCOOLED, MODEL NO. 3412 DITTA (500 KW), 746 BHP, DIESEL, EMERGENCY | Diesel | Caterpillar | 3412 DITTA | 500 | 500 |  |  | 3010 N CEDAR | RIALTO | 92377 | SIKORSKI KEN | (909) 8751322 | 8.17 | 0.38
1784 | SC | WESTERN FINANCIAL BANK | 355518 | 1999 | F20936 | ICE, CUMMINS, 6 CYLINDERS, TURBOCHARGED, AFTERCOOLED, MODEL NO. KTA19-G4, 755 BHP, DIESEL, EMERGENCY | Diesel | Cummins | KTA19-G4 | 503.3333 |  |  | 755 | 15750 ALTON PKY | IRVINE | 92623 | HALL GARY | (949) 7533913 | 6.9 | 0.4
1785 | SC | WESTERN MUNICIPAL WATER DISTRICT | 228542 | 1990 | D61428 | ICE, CATERPILLAR, DIESEL, MODEL NO. 3406 BDI, TURBOCHARGED, AFTERCOOLED, SIX CYLINDER, FOUR CYCLE, 510 BHP, EMERGENCY | Diesel | Caterpillar | 3406 BDI | 340 |  |  | 510 | 16451 EL SOBRANTE RD | RIVERSIDE | 92504 | SHIPLEY JOHN | (909) 7802450 | 8.17 | 0.38
1786 | SC | WESTERN RIVERSIDE CO REG WASTEWATER AUTH | 324367 | 1997 | F5491 | ICE, CATERPILLAR, 16 CYLINDERS, TURBOCHARGED, AFTERCOOLED, MODEL NO. 3516 DITA (2000 KW), 2847 BHP, DIESEL, EMERGENCY | Diesel | Caterpillar | 3516 DITA | 2000 | 2000 |  |  | 14634 RIVER RD | CORONA | 91720 | SLATE LEE | (909) 7855411 | 8.17 | 0.38
1787 | SC | WESTIN LOS ANGELES AIRPORT | 368815 | 2000 | F35001 | ICE, CATERPILLAR, DIESEL, EMERGENCY, MODEL 3508 STD, SERIAL NO. 23700900, TURBOCHARGED, AFTERCOOLED, 8 CYLINDERS, 808 BHP | Diesel | Caterpillar | 3508 STD | 538.6667 |  |  | 808 | 5400 W CENTURY BLVD | LOS ANGELES | 90045 | DELIA MICHAEL | (310) 4174542 | 8.17 | 0.38
1789 | SC | WESTWOOD GATEWAY LTD | 219970 | 1989 | D23733 | ICE, CUMMINS, DIESEL, EMERGENCY, MODEL NO. KTA 19-G2, SERIAL NO. 31129716, TURBOCHARGED, AFTERCOOLED, 6 CYLINDERS, 560 BHP. | Diesel | Cummins | KTA19-G2 | 373.3333 |  |  | 560 | 11111 SANTA MONICA BLVD | LOS ANGELES | 90025 | SULLIVAN VICKY | (213) 4796535 | 6.9 | 0.4
1790 | SC | WHITE MEMORIAL MEDICAL CENTER | 261718 | 1992 | D55157 | ICE, CATERPILLAR, DIESEL, EMERGENCY, MODEL 3508 -750, TURBOCHARGED, AFTERCOOLED, 8 CYLINDERS, 1098 BHP. | Diesel | Caterpillar | 3508-750 | 732 |  |  | 1098 | 1720 CESAR CHAVEZ AVE | LOS ANGELES | 90033 | SCHAEFER JOHN | (323) 2685000 | 8.17 | 0.38
1791 | SC | WHITE MEMORIAL MEDICAL CENTER | 261719 | 1992 | D54926 | ICE, CATERPILLAR, DIESEL, EMERGENCY, MODEL 3508 -750, TURBOCHARGED, AFTERCOOLED, 8 CYLINDERS, 1098 BHP. | Diesel | Caterpillar | 3508-750 | 732 |  |  | 1098 | 1720 CESAR CHAVEZ AVE | LOS ANGELES | 90033 | SCHAEFER JOHN | (323) 2685000 | 8.17 | 0.38
1792 | SC | WHITE MEMORIAL MEDICAL CENTER | 345020 | 1998 | F20480 | ICE, CATERPILLAR, MODEL NO. 3412, DIESEL, TURBOCHARGED, AFTERCOOLED, 12 CYLINDERS, 620 BHP, EMERGENCY | Diesel | Caterpillar | 3412 | 413.3333 |  |  | 620 | 1720 CESAR CHAVEZ AVE | LOS ANGELES | 90033 | SCHAEFER JOHN | (323) 2685000 | 8.17 | 0.38
1793 | SC | WHITTIER CITY, PUBLIC SERVICES DEPT | 254136 | 1991 | D66011 | ICE, CUMMINS, DIESEL, EMERGENCY, MODEL NO. NTTA-855-GS2/GC2, 6 CYLINDERS, TURBOCHARGED, AFTERCOOLED, 535 BHP | Diesel | Cummins | NTTA855-GS2/GC2 | 356.6667 |  |  | 535 | 1380 SUMMIT DR | WHITTIER | 90602 | MCKENNA DAN | (213) 6955214 | 8.17 | 0.38
1794 | SC | WHITTIER HOSPITAL MEDICAL CENTER | 348938 | 1999 | F18766 | ICE, DETROIT DIESEL, 12 CYLINDERS, TURBOCHARGED, AFTERCOOLED, MODEL NO. 12V-92TA, 830 BHP, DIESEL, EMERGENCY | Diesel | Detroit Diesel | 12V-92TA | 553.3333 |  |  | 830 | 9080 COLIMA RD | WHITTIER | 90605 | MC CLURE KEN | (562) 4642994 | 6.9 | 0.4
1799 | SC | WILMOT INC | 361771 | 1999 | F23421 | ICE, CUMMINS, MODEL NO. KTTA19-G2, DIESEL, EMERGENCY, TURBOCHARGED, AFTERCOOLED, 6 CYLINDERS, 750 BHP | Diesel | Cummins | KTTA19-G2 | 500 |  |  | 750 | 3200 WILSHIRE BLVD SUITE 999 | LOS ANGELES | 90010 | KIM PAUL | (213) 3657243
1800 | SC | WILSHIRE COURTYARD | 199078 | 1989 | D21192 | ICE, CATERPILLAR, DIESEL, EMERGENCY, MODEL NO. 3508 TA, SERIAL NO. 23201309 / 5UA00892, TURBOCHARGED, AFTERCOOLED, 8 CYLINDERS, 1106 BHP. | Diesel | Caterpillar | 3508 TA | 737.3333 |  |  | 1106 | 5700-50 WILSHIRE BLVD | LOS ANGELES | 90036 | ACCIAVATTI PHIL | (213) 9390300
1801 | SC | WILSHIRE COURTYARD | 199079 | 1989 | D21194 | ICE, CATERPILLAR, DIESEL, EMERGENCY, MODEL NO. 3508 TA, SERIAL NO. 23201301 / 5UA00890, TURBOCHARGED, AFTERCOOLED, 8 CYLINDERS, 1106 BHP. | Diesel | Caterpillar | 3508 TA | 737.3333 |  |  | 1106 | 5700-50 WILSHIRE BLVD | LOS ANGELES | 90036 | ACCIAVATTI PHIL | (213) 9390300 | 6.9 | 0.4
1804 | SC | WORLD COM | 345546 | 1998 | F16334 | ICE, CATERPILLAR, 12 CYLINDERS, TURBOCHARGED, AFTERCOOLED, MODEL NO. 3512 DITA (1000 KW), 1443 BHP, DIESEL, EMERGENCY | Diesel | Caterpillar | 3512 DITA | 1000 | 1000 |  |  | 5055 WILSHIRE BLVD | LOS ANGELES | 90036 | RAUCH CHUCK | (208) 3426629 | 8.17 | 0.38
1805 | SC | WORLD TRADE CENTER HOTEL ASSOCIATES LTD | 242977 | 1991 | D38901 | ICE, DETROIT DIESEL, MODEL NO. 8163-7405, SERIAL NO. 16VF008082, DIESEL, EMERGENCY, TURBOCHARGED, AFTERCOOLED, 16 CYLINDERS, 1095 BHP. | Diesel | Detroit Diesel | 8163-7405 | 730 |  |  | 1095 | 1 & 2 WORLD TRADE CENTER | LONG BEACH | 90831 | MAJD AL | (562) 9833408 | 6.9 | 0.4
1806 | SC | WORLDCOM | 342384 | 1998 | F15221 | ICE, CUMMINS, MODEL NO. KTA50-G3, DIESEL, EMERGENCY, SERIAL NO. 79256/7, 16 CYLINDERS, TURBOCHARGED, AFTERCOOLED, 1850 BHP. | Diesel | Cummins | KTA50-G3 | 1233.3333 |  |  | 1850 | 18850 ORANGE ST | BLOOMINGTON | 92316 | THUNWELL H. C. | (714) 8200468 | 8.17 | 0.38
1807 | SC | WORLDCOM | 342385 | 1998 | F15223 | ICE, CUMMINS, MODEL NO. KTA50-G3, DIESEL, EMERGENCY, SERIAL NO. 79256/6, 16 CYLINDERS, TURBOCHARGED, AFTERCOOLED, 1850 BHP. | Diesel | Cummins | KTA50-G3 | 1233.3333 |  |  | 1850 | 18850 ORANGE ST | BLOOMINGTON | 92316 | THUNWELL H. C. | (714) 8200468 | 8.17 | 0.38
1808 | SC | WORLDCOM | 371704 | 2000 | F35161 | ICE NO. 1, CATERPILLAR, MODEL NO. 3516B DITA SC, DIESEL, EMERGENCY, 16 CYLINDERS, TURBOCHARGED, AFTERCOOLED, 2145 BHP | Diesel | Caterpillar | 3516B DITA | 1430 |  |  | 2145 | 18850 ORANGE ST | BLOOMINGTON | 92316 | THUNWELL H. C. | (714) 8200468 | 8.17 | 0.38
1809 | SC | WORLDCOM | 371705 | 2000 | F35162 | ICE NO. 2, CATERPILLAR, MODEL NO. 3516B DITA SC, DIESEL, EMERGENCY, 16 CYLINDERS, TURBOCHARGED, AFTERCOOLED, 2145 BHP | Diesel | Caterpillar | 3516B DITA | 1430 |  |  | 2145 | 18850 ORANGE ST | BLOOMINGTON | 92316 | THUNWELL H. C. | (714) 8200468 | 8.17 | 0.38
1810 | SC | WRC PROPERTIES INC | 187122 | 1989 | D07770 | ICE, CATERPILLAR, DIESEL, EMR, MODEL 3508TA, 8 CYL, 1106 BHP, TURBOCHARGED, AFTERCOOLED | Diesel | Caterpillar | 3508 TA | 737.3333 |  |  | 1106 | 6500 WILSHIRE BLVD SUITE 2280 | LOS ANGELES | 90048 | EGERT R | (213) 6510490 | 6.9 | 0.4
1813 | SC | XEROX CORP | 164574 | 1988 | D36588 | ICE NO. 1A, ELECTRICAL POWER GENERATION, DETROIT DIESEL, MODEL NO. 16V-149TI, DIESEL-FUELED, TURBOCHARGED, AFTERCOOLED, 16 CYLINDERS, 1,917 BHP, POWER IS NOT TO BE EXPORTED TO OTHER FACILITIES. | Diesel | Detroit Diesel | 16V-149TI | 1278 |  |  | 1917 | 701 S AVIATION BLVD/2383 UTAH AV | EL SEGUNDO | 90245 | CHANG PETER | (310) 3335449 | 8.17 | 0.38
1814 | SC | XEROX CORP | 164575 | 1988 | D36587 | ICE NO. 1B, ELECTRICAL POWER GENERATION, DETROIT DIESEL, MODEL NO. 16V-149TI, DIESEL-FUELED, TURBOCHARGED, AFTERCOOLED, 16 CYLINDERS, 1,917 BHP, POWER IS NOT TO BE EXPORTED TO OTHER FACILITIES. | Diesel | Detroit Diesel | 16V-149TI | 1278 |  |  | 1917 | 701 S AVIATION BLVD/2383 UTAH AV | EL SEGUNDO | 90245 | CHANG PETER | (310) 3335449 | 8.17 | 0.38
1815 | SC | XEROX CORP | 164576 | 1988 | D36585 | ICE NO. 2A, ELECTRICAL POWER GENERATION, DETROIT DIESEL, MODEL NO. 16V-149TI, DIESEL-FUELED, TURBOCHARGED, AFTERCOOLED, 16 CYLINDERS, 1,917 BHP, POWER IS NOT TO BE EXPORTED TO OTHER FACILITIES. | Diesel | Detroit Diesel | 16V-149TI | 1278 |  |  | 1917 | 701 S AVIATION BLVD/2383 UTAH AV | EL SEGUNDO | 90245 | CHANG PETER | (310) 3335449 | 8.17 | 0.38
1816 | SC | XEROX CORP | 164577 | 1987 | D36589 | ICE NO. 2B, ELECTRICAL POWER GENERATION, DETROIT DIESEL, MODEL NO. 16V-149TI, DIESEL-FUELED, TURBOCHARGED, AFTERCOOLED, 16 CYLINDERS, 1,917 BHP, POWER IS NOT TO BE EXPORTED TO OTHER FACILITIES. | Diesel | Detroit Diesel | 16V-149TI | 1278 |  |  | 1917 | 701 S AVIATION BLVD/2383 UTAH AV | EL SEGUNDO | 90245 | CHANG PETER | (310) 3335449 | 8.17 | 0.38
1817 | SC | XEROX CORP | 164578 | 1988 | D36590 | ICE NO. 3A, ELECTRICAL POWER GENERATION, DETROIT DIESEL, MODEL NO. 16V-149TI, DIESEL-FUELED, TURBOCHARGED, AFTERCOOLED, 16 CYLINDERS, 1,917 BHP, POWER IS NOT TO BE EXPORTED TO OTHER FACILITIES. | Diesel | Detroit Diesel | 16V-149TI | 1278 |  |  | 1917 | 701 S AVIATION BLVD/2383 UTAH AV | EL SEGUNDO | 90245 | CHANG PETER | (310) 3335449 | 8.17 | 0.38
1818 | SC | XEROX CORP | 164579 | 1988 | D36591 | ICE NO. 3B, ELECTRICAL POWER GENERATION, DETROIT DIESEL, MODEL NO. 16V-149TI, DIESEL-FUELED, TURBOCHARGED, AFTERCOOLED, 16 CYLINDERS, 1,917 BHP, POWER IS NOT TO BE EXPORTED TO OTHER FACILITIES. | Diesel | Detroit Diesel | 16V-149TI | 1278 |  |  | 1917 | 701 S AVIATION BLVD/2383 UTAH AV | EL SEGUNDO | 90245 | CHANG PETER | (310) 3335449 | 11 | 0.53
1819 | SC | YORBA LINDA CO. WATER DIST | 321173 | 1996 | F4352 | ICE, CATERPILLAR, MODEL NO. G3412 SITA, NATURAL GAS OR LPG FUELED, EMERGENCY, 12 CYLINDERS, 567 BHP. | Natural Gas / LPG | Caterpillar | G3412 SITA | 378 |  |  | 567 | 913 S RICHFIELD RD | PLACENTIA | 92686 | ROBERTSON WILLIAM | (714) 7773018 | 8.17 | 0.38
1822 | SC | YUCAIPA VALLEY WATER DIST | 138408 | 1985 | D45704 | ICE, DIESEL, MITSUBISHI, MODEL NO. S12N-PT, 1160 HP, 750 KW, EMERGENCY | Diesel | Mitsubishi | S12N-PT | 750 | 750 |  |  | 880 W COUNTY LINE RD | YUCAIPA | 92399 | CALDWELL KENNETH | (909) 7952491 | 8.17 | 0.38
1823 | SC | YUCAIPA VALLEY WATER DIST | 138410 | 1985 | D45705 | ICE, DIESEL, MITSUBISHI, MODEL NO. S12N-PT, 1160 HP, 750 KW, EMERGENCY | Diesel | Mitsubishi | S12N-PT | 750 | 750 |  |  | LIVE OAK CYN RD | YUCAIPA | 92399 | MAGYAR EDWARD F | (714) 7975117 | 6.9 | 0.4
1824 | SC | YUCAIPA VALLEY WATER DIST | 304041 | 1995 | D97527 | ICE, DIESEL, CATERPILLAR, MODEL NO. 3508 TA, EIGHT CYLINDER, 1106 BHP, TURBOCHARGED, AFTERCOOLED, EMERGENCY | Diesel | Caterpillar | 3508 TA | 737.3333 |  |  | 1106 | 880 W COUNTY LINE RD | YUCAIPA | 92399 | CALDWELL KENNETH | (909) 7952491 | 11 | 0.53
1825 | SC | ZML TWO CALIFORNIA PLAZA, LLC | 323968 | 1997 | F5257 | ICE, CATERPILLAR, MODEL NO. 3512, SERIAL NO. 3YF00564, TURBOCHARGED, AFTERCOOLED, 12 CYLINDERS, 2036 BHP. | Diesel | Caterpillar | 3512 | 1357.3333 |  |  | 2036 | 350 S GRAND AVE | LOS ANGELES | 90071 | ADAMS BRUCE | (213) 6872092 | 11 | 0.53
1826 | SC | ZML TWO CALIFORNIA PLAZA, LLC | 323969 | 1997 | F5258 | ICE, CATERPILLAR, MODEL NO. 3512, SERIAL NO. 3YF00559, TURBOCHARGED, AFTERCOOLED, 12 CYLINDERS, 2036 BHP. | Diesel | Caterpillar | 3512 | 1357.3333 |  |  | 2036 | 350 S GRAND AVE | LOS ANGELES | 90071 | ADAMS BRUCE | (213) 6872092 | 8.17 | 0.38
1838 | SC | AMERICAN HONDA MOTOR CO INC | 383130 | 2001 | F39105 | ICE, CATERPILLAR, EMERGENCY ELECTRICAL GENERATION, MODEL NO. 3508B-DITA, DIESEL FUELED, EIGHT CYLINDERS, TURBOCHARGED AND AFTERCOOLED, 1480 BHP. | Diesel | Caterpillar | 3508B DITA | 986.6667 |  |  | 1480 | 1919 TORRANCE BLVD | TORRANCE | 90501 | SELLERS GARTH | (310) 7832056
1839 | SC | ANAHEIM CITY | 376218 | 1993 | F43331 | ICE, CATERPILLAR, MODEL NO. 3512, SERIAL NO. 3YF00615, MANUFACTURED IN 1993, 2168 BHP, DIESEL FUELED, LEAN BURN, TURBOCHARGED, AFTERCOOLED, EMERGENCY ELECTRICAL GENERATION | Diesel | Caterpillar | 3512 | 1445.3333 |  |  | 2168 | 101 S ANAHEIM BLVD | ANAHEIM | 92805 | AYALA ROBERT | (714) 7566865
1840 | SC | ANAHEIM CITY | 376221 | 2000 | F45297 | ICE, DETROIT DIESEL, MODEL NO. 91637305, SERIAL 16E0004546, MANUFACTURED IN 1992, 1400 BHP, DIESEL FUELED, TURBOCHARGED AND AFTERCOOLED, EMERGENCY ELECTRICAL GENERATION | Diesel | Detroit Diesel | 9163-7305 | 933.3333 |  |  | 1400 | 200 S ANAHEIM BLVD | ANAHEIM | 92805 | AYALA ROBERT | (714) 7656865
1841 | SC | ANAHEIM CITY, POLICE DEPT | 376219 | 1991 | F45526 | ICE, CATERPILLAR, MODEL NO. 3508, SERIAL NO. IZF00499, MANUFACTURED IN 1991, 1456 BHP, DIESEL FUELED, LEAN BURN, TURBOCHARGED, AFTERCOOLED, EMERGENCY ELECTRICAL GENERATION | Diesel | Caterpillar | 3508 | 970.6667 |  |  | 1456 | 425 S HARBOR BLVD | ANAHEIM | 92805 | AYALA ROBERT | (714) 7656865
1842 | SC | ANAHEIM PALMS | 381555 | 2001 | F37531 | ICE, CATERPILLAR, 16 CYLINDERS, TURBOCHARGED, AFTERCOOLED, MODEL NO. 3516B DITA-2000KW (NONEPA), 2847 BHP, DIESEL, FUELED, DRIVING AN EMERGENCY ELECTRICAL GENERATOR | Diesel | Caterpillar | 3516B DITA | 2000 | 2000 |  |  | 2431 W LA PALMA | ANAHEIM | 92801 | JONES MICHAEL | (714) 9520751
1843 | SC | AOC, LLC | 365779 | 2000 | F47468 | ICE, EMERGENCY ELECTRICAL GENERATOR, DIESEL FUEL, CATERPILLAR, 12 CYLINDERS, MODEL 3412 DITTA, WITH AFTERCOOLER, TURBOCHARGER, 746 BHP | Diesel | Caterpillar | 3412 DITTA | 497.3333 |  |  | 746 | 19991 SEATON AVE | PERRIS | 92570 | PADILLA P. ERIC | (909) 9439708
1844 | SC | AUTOMOBILE CLUB OF SO CAL | 380780 | 2001 | F38735 | ICE, CUMMINS, EMERGENCY ELECTRICAL GENERATION, MODEL NO. QST30-G5, DIESEL FUELED, TWELVE CYLINDERS, TURBOCHARGED AND AFTERCOOLED, 1490 BHP. | Diesel | Cummins | QST30-G5 | 993.3333 |  |  | 1490 | 2601 S FIGUEROA ST | LOS ANGELES | 90007 | CELIE FRANS P | (213) 7414858
1850 | SC | BANK OF AMERICA NT & SA, BREA CENTER | 356743 | 1999 | F24301 | ICE, CATERPILLAR, DIESEL-FUELED, EMERGENCY ELECTRICAL GENERATION, MODEL NO. 3508 DITA SERIAL NO. 4GM0428, TURBOCHARGED, AFTERCOOLED, 8 CYLINDERS, FOUR CYCLE, 1465 BHP. | Diesel | Caterpillar | 3508 DITA | 976.6667 |  |  | 1465 | 275 S VALENCIA AVE | BREA | 92823 | GOWIN GLENN | (714) 7924488
1861 | SC | BOEING ELECTRON DYNAMIC DEVICES INC | 373156 | 2000 | F44632 | ICE, CUMMINS, 12 CYLINDERS, TURBOCHARGED, AFTERCOOLED, MODEL NO. VTA28-G5, 900 BHP, DIESEL-FUELED, DRIVING AN EMERGENCY ELECTRICAL GENERATOR. | Diesel | Cummins | VTA28-G5 | 600 |  |  | 900 | 3100 W LOMITA BLVD | TORRANCE | 90505 | SHEPS NANCY | (310) 5175052
1862 | SC | BOEING ELECTRON DYNAMIC DEVICES INC | 373150 | 2000 | F44631 | ICE, CUMMINS, 6 CYLINDERS, TURBOCHARGED, AFTERCOOLED, MODEL NO. NTA855-G5, 605 BHP, DIESEL-FUELED, DRIVING AN EMERGENCY ELECTRICAL GENERATOR. | Diesel | Cummins | NTA855-G5 | 403.3333 |  |  | 605 | 3100 W LOMITA BLVD | TORRANCE | 90505 | SHEPS NANCY | (310) 5175052
1863 | SC | BOEING SATELLITE SYSTEMS INC | 345146 | 1998 | F43344 | ICE, CUMMINS MODEL VTA28-G5, DRIVING AN EMERGENCY ELECTRICAL GENERATOR, 900 BHP | N/A | Cummins | VTA28-G5 | 600 |  |  | 900 | 2240 E IMPERIAL HWY | EL SEGUNDO | 90245 | SEITZ DAVID M. | (310) 4162241
1864 | SC | CAL ST, WATER RESOURCE DEPT | 367295 | 2000 | F48596 | ICE, WAUKESHA, MODEL NO. F2895GU, SERIAL NO. 365751, 636 BHP, PROPANE FUELED, EMERGENCY ELECTRICAL GENERATION | Propane | Waukesha | F2895GU | 424 |  |  | 636 | WILLIAM WARNE POWER PLANT | GORMAN | 93534 | STRADIOTTO L.A. | (805) 2573610
1874 | SC | COCA-COLA BOTTLING CO OF LOS ANGELES | 367164 | 2000 | F45457 | ICE, CUMMINS, MODEL NO. KTA38-G4, SERIAL NO. 33129815, 1490 BHP, DIESEL FUELED, TURBOCHARGED, AFTERCOOLED, EMERGENCY ELECTRICAL GENERATION | Diesel | Cummins | KTA38-G4 | 993.3333 |  |  | 1490 | 1338 E 14TH ST | LOS ANGELES | 90021 | ELLIOT STEVE | (213) 7448750
1875 | SC | COMMONWEALTH WILSHIRE CORP | 377161 | 2000 | F37478 | ICE, CATERPILLAR, DIESEL-FUELED, EMERGENCY ELECTRICAL GENERATOR, MODEL 3412, SERIAL NO. 81Z02038, TURBOCHARGED, INTERCOOLED, 12 CYLINDERS, 545 BHP | Diesel | Caterpillar | 3412 | 363.3333 |  |  | 545 | 12121 WILSHIRE BLVD STE 208 | LOS ANGELES | 90025 | QUINTANA MAUREEN | (310) 2076026
1876 | SC | COUNTY SANITATION DISTRICTS OF LA COUNTY | 379410 | 2000 | F37725 | PORTABLE ICE, NON-ROAD, CATERPILLAR, MODEL 3412, SERIAL NO. 81Z14225, COMPRESSION IGNITION, DIESEL FIRED, 676 BHP, TURBOCHARGED AND AFTERCOOLED, DRIVING A 450 KW GENERATOR | Diesel | Caterpillar | 3412 | 450 | 450 |  |  | VARIOUS LOCATIONS IN SCAQMD | DIAMOND BAR | 91765 | NESBIT CHARLOTTE | (562) 6997411
1877 | SC | COUNTY SANITATION DISTRICTS OF LA COUNTY | 380685 | 2001 | F37726 | PORTABLE ICE, NON-ROAD, CUMMINS, MODEL NO. NTA855-G3, SERIAL NO. 30349472, COMPRESSION IGNITION, DIESEL FIRED, 535 BHP, TURBOCHARGED AND AFTERCOOLED, DRIVING A 350 KW GENERATOR. | Diesel | Cummins | NTA855-G3 | 350 | 350 |  |  | VARIOUS LOCATIONS IN SCAQMD | DIAMOND BAR | 91765 | NESBIT CHARLOTTE | (562) 6997411
1895 | SC | DEUTSCH CO, METAL COMPONENTS DIV | 381617 | 2001 | F39507 | ICE, KOMATSU, MODEL SAIZV140, DIESEL-FUELED, TURBOCHARGED, AFTERCOOLED, 12 CYLINDER, 4-CYCLE, EMERGENCY POWER GENERATOR, 986 BHP. | Diesel | Komatsu | SAIZV140 | 657.3333 |  |  | 986 | 14500 & 14800 S FIGUEROA ST | GARDENA | 90248 | RAGLAND ROBERT | (213) 5169300
1896 | SC | DISNEYLAND RESORT | 360419 | 1999 | F23453 | ICE, CUMMINS, MODEL 800 GTA 500 G3, NATURAL GAS FUELED, SIXTEEN CYLINDERS, FOUR CYCLE, RICH BURN, TURBOCHARGED AND AFTERCOOLED, RATED AT 1334 BHP, WITH A THREE WAY CATALYTIC CONVERTER, JOHNSON MATTEY, MODEL QUI-EX AND ALTRONIC EPC-100 SERIES, MODEL 691302 AIR FUEL RATIO CONTROLLER DRIVING AN EMERGENCY STAND-BY GENERATOR | Natural Gas | Cummins | GTA500-G3 | 889.3333 |  |  | 1334 | 1313 S HARBOR BLVD | ANAHEIM | 92803 | MARSDEN THOMAS | (714) 7814504
1897 | SC | DOUBLE TREE HOTEL/ORANGE COUNTY AIRPORT | 330281 | 1997 | F13304 | ICE, EMERGENCY POWER, DIESEL FUEL, CATERPILLAR, MODEL 3412T, WITH TURBOCHARGER, 749 HP | Diesel | Caterpillar | 3412T | 499.3333 |  |  | 749 | 3050 BRISTOL ST | COSTA MESA | 92626 | SERGE PATRICK | (714) 5407000
1898 | SC | DOUGLAS EMMETT & CO/100 WILSHIRE ETAL | 378129 | 2000 | F37569 | ICE, CATERPILLAR, DIESEL-FUELED, EMERGENCY ELECTRICAL GENERATOR, MODEL 3412PC-385 5771, TURBOCHARGED, AFTERCOOLED, 12 CYLINDERS, 650 BHP | Diesel | Caterpillar | 3412 PC | 433.3333 |  |  | 650 | 100 WILSHIRE BLVD STE 1753 | SANTA MONICA | 90401 | BERICHON WENDY | (310) 3190100
1899 | SC | DOUGLAS EMMETT & CO/ONE WESTWOOD | 380585 | 2001 | F39132 | ICE, DETROIT DIESEL ALLISON, DIESEL, EMERGENCY, MODEL NO. 8163-7405, SERIAL NO. 16UF006896, 16 CYLINDERS, TURBOCHARGED AND AFTERCOOLED, 1232 BHP. | Diesel | Detroit Diesel | 8163-7405 | 821.3333 |  |  | 1232 | 10990 WILSHIRE BLVD STE 1280 | LOS ANGELES | 90024 | HATHAWAY DOROTHY | (310) 4783211
1901 | SC | EARTHLINK | 381542 | 2001 | F37665 | ICE, CATERPILLAR, 12 CYLINDERS, TURBOCHARGED, AFTERCOOLED, MODEL NO. 3512B DITA (1500 KW), SERIAL NO. 8RM00472, 2155 BHP, DIESEL-FUELED, DRIVING AN EMERGENCY ELECTRICAL GENERATOR | Diesel | Caterpillar | 3512B DITA | 1500 | 1500 |  |  | 2947 BRADLEY ST | PASADENA | 91107 | COSTILLO DAVID | (626) 2962400
1902 | SC | EARTHLINK | 381543 | 2001 | F37666 | ICE, CATERPILLAR, 12 CYLINDERS, TURBOCHARGED, AFTERCOOLED, MODEL NO. 3512B DITA (1500 KW), SERIAL NO. 8RM00512, 2155 BHP, DIESEL-FUELED, DRIVING AN EMERGENCY ELECTRICAL GENERATOR | Diesel | Caterpillar | 3512B DITA | 1500 | 1500 |  |  | 2947 BRADLEY ST | PASADENA | 91107 | COSTILLO DAVID | (626) 2962400
1904 | SC | EASTERN MUNICIPAL WATER DIST | 340515 | 1998 | F40487 | ICE, PORTABLE EMERGENCY CATERPILLAR, MODEL 3512 TA, SERIAL NO. 24Z06102, TURBOCHARGED, AFTERCOOLED, DIESEL FUELED, RATED AT 1443 BHP, DRIVING AN ELECTRICAL GENERATOR | Diesel | Caterpillar | 3512 TA | 962 |  |  | 1443 | VARIOUS LOCATIONS IN SCAQMD | SAN JACINTO | 92581 | MCGIVNEY DANIEL | (909) 9283777
1933 | SC | GABRIELINO HIGH SCHOOL | 380872 | 2001 | F39509 | ICE, CUMMINS, DIESEL-FUELED, EMERGENCY ELECTRICAL GENERATION, MODEL NO. N14-G2, TURBOCHARGED, AFTERCOOLED, SIX CYLINDERS, 535 BHP. | Diesel | Cummins | N14-G2 | 356.6667 |  |  | 535 | 1327 S SAN GABRIEL | SAN GABRIEL | 91776 | MURPHY GENE | (626) 5730214
1934 | SC | GILEAD SCIENCES INC, 502 BLDG | 375473 | 2000 | F38038 | ICE, DETROIT DIESEL, DIESEL FUELED, EMERGENCY ELECTRICAL GENERATION, MODEL NO. 8V-92TA, TURBOCHARGED, AFTERCOOLED, 8 CYLINDERS, 568 BHP. | Diesel | Detroit Diesel | 8V-92TA | 378.6667 |  |  | 568 | 502 COVINA BLVD | SAN DIMAS | 91773 | TENNIES DAVID | (909) 3944053
1935 | SC | GLENDALE PLAZA | 381105 | 2001 | F39423 | ICE, CATERPILLAR, MODEL NO. 3508 DITA, SERIAL NO. 23Z07149, TURBOCHARGED AND AFTERCOOLED, DIESEL FUELED, EMERGENCY GENERATOR, EIGHT CYLINDERS, 1337 BHP. | Diesel | Caterpillar | 3508 DITA | 891.3333 |  |  | 1337 | 655 N CENTRAL AVE | GLENDALE | 91203 | BURSLEY DENNIS | (818) 6496551
1938 | SC | HILTON WORLDWIDE RESERVATIONS | 383491 | 2001 | F45587 | ICE, CATERPILLAR, EMERGENCY ELECTRICAL GENERATION, MODEL NO. 3412C, DIESEL FUELED, TURBOCHARGED, 748 BHP. | Diesel | Caterpillar | 3412C | 498.6667 |  |  | 748 | 3570 W FLORIDA AVE | HEMET | 92545 | ESTANISLAU BILL | (714) 2695655
1939 | SC | HOTEL PROP., RENAISSANCE L.A. HOTEL, DBA | 374606 | 2000 | F37552 | ICE, CUMMINS, MODEL NO. KTTA-19-G1, DIESEL FUELED, EMERGENCY GENERATOR, TURBOCHARGED, AFTERCOOLED, 6 CYLINDERS, 685 BHP. | Diesel | Cummins | KTTA19-G1 | 456.6667 |  |  | 685 | 9620 AIRPORT BLVD | LOS ANGELES | 90045 | ECHO BILL | (310) 3372800
1941 | SC | HRL LABORATORIES, LLC | 380989 | 2001 | F38177 | ICE, CUMMINS, VTA28G1/57883, TURBOCHARGED AND AFTERCOOLED, 12 CYLINDERS, 760 HP, DIESEL-FUELED, DRIVING AN EMERGENCY GENERATOR | Diesel | Cummins | VTA28-G1 | 506.6667 |  | 760 |  | 3011 MALIBU CANYON RD | MALIBU | 90265 | THORELL BRENT | (310) 3175188
1942 | SC | HSR LTD PTNRSHIP/DOUBLETREE GUEST SUITES | 381498 | 2001 | F38196 | ICE, CATERPILLAR, EMERGENCY ELECTRICAL GENERATION, MODEL NO. 3412 TA, DIESEL FUELED, SERIAL NO. 81Z04223, SIXTEEN CYLINDERS, TURBOCHARGED AND AFTERCOOLED, 890 BHP. | Diesel | Caterpillar | 3412 TA | 593.3333 |  |  | 890 | 1707 4TH ST | SANTA MONICA | 90401 | BENSINGER DONALD | (310) 3953332
1943 | SC | IKEA-CARSON #162 | 383403 | 2001 | F39165 | ICE, CUMMINS, EMERGENCY ELECTRICAL GENERATION, MODEL NO. QST30-G1, DIESEL FUELED, TWELVE CYLINDERS, TURBOCHARGED AND AFTERCOOLED, 1135 BHP. | Diesel | Cummins | QST30-G1 | 756.6667 |  |  | 1135 | 20700 S AVALON BLVD CARSON MALL STE 900 | CARSON | 90746 | GIACONA TONY | (310) 2176085
1945 | SC | JACKSON NATIONAL LIFE DISTRIBUTERS INC | 383097 | 2001 | F41903 | ICE, CATERPILLAR, 12 CYLINDER, TURBOCHARGED, AFTERCOOLED, MODEL 3412C, DIESEL FUELED, 748 BHP, EMERGENCY ELECTRICAL GENERATION. | Diesel | Caterpillar | 3412C | 498.6667 |  |  | 748 | 401 WILSHIRE BLVD SUITE 1200 | SANTA MONICA | 90401 | VINCENT WILLIAM G | (517) 7022436
1948 | SC | LA CITY, DEPT OF AIRPORT | 329651 | 1997 | F26334 | ICE, CATERPILLAR, MODEL NO. 3508 DITA, TURBOCHARGED, AFTERCOOLED, DIESEL FUELED, DRIVING AN EMERGENCY ELECTRICAL GENERATOR, 1199 BHP. | Diesel | Caterpillar | 3508 DITA | 799.3333 |  |  | 1199 | 275 CENTER WAY | LOS ANGELES | 90045 | WANG LIN | (310) 6463853
1949 | SC | LA CITY, DEPT OF AIRPORT | 350808 | 1999 | F26688 | ICE, CATERPILLAR, MODEL NO. 3412, TURBOCHARGED AND AFTERCOOLED, DIESEL FUELED, DRIVING AN EMERGENCY ELECTRICAL GENERATOR, 823 BHP. | Diesel | Caterpillar | 3412 | 548.6667 |  |  | 823 | 275 CENTER WAY | LOS ANGELES | 90045 | WANG LIN | (310) 6463853
1950 | SC | LA CITY, DEPT OF AIRPORT | 371864 | 2000 | F33388 | ICE, DETROIT DIESEL, MODEL 6063-HK35, TURBOCHARGED, DIESEL FUELED, SIX CYLINDER, DRIVING AN EMERGENCY ELECTRICAL GENERATOR, 635 BHP. | Diesel | Detroit Diesel | 6063-HK35 | 423.3333 |  |  | 635 | 275 CENTER WAY | LOS ANGELES | 90045 | WANG LIN | (310) 6463853
1951 | SC | LA CITY, DWP HARBOR GENERATING STATION | 379718 | 2001 |  | ICE, EMERGENCY POWER, DIESEL FUEL, CATERPILLAR, MODEL 3412 DITTA, 40 TIMING RETARD, TURBOCHARGED, AFTERCOOLED, 896 BHP | Diesel | Caterpillar | 3412 DITTA | 597.3333 |  |  | 896 | 161 N ISLAND AVE | WILMINGTON | 90744 | GIESE JODEAN | (213) 3670409
1952 | SC | LA CO MTA, FACILITIES MAINTENANCE | 365173 | 2000 | F41987 | ICE, CUMMINS, MODEL NO. KTA38-GSI, DIESEL-FUELED, EMERGENCY ELECTRICAL GENERATION, TURBOCHARGED, AFTERCOOLED, 12 CYLINDERS, 1135 BHP. | Diesel | Cummins | KTA38-GSI | 756.6667 |  |  | 1135 | 320 S SANTA FE | LOS ANGELES | 90014 | HUNT RICHARD | (213) 9726650
1953 | SC | LA CO. ISD/NETWORK SERVICES DIVISION | 381424 | 1993 | F42003 | ICE, CUMMINS, MODEL KTTA19CZ, SERIAL NO. 61173, MANUFACTURED 1993, 670 BHP, EMERGENCY ELECTRICAL GENERATION | Diesel | Cummins | KTTA19CZ | 446.6667 |  |  | 670 | 1110 N EASTERN AVE | LOS ANGELES | 90063 | JENKINS STEPHEN | (323) 8814608
1954 | SC | LA CO., PROBATION/FAC PLANNING/ISD | 381638 | 2001 | F42000 | ICE, DETROIT DIESEL, MODEL NO. 9163-7305, SERIAL NO. 16E0003497, 1290 BHP, EMERGENCY ELECTRICAL GENERATION | Diesel | Detroit Diesel | 9163-7305 | 860 |  |  | 1290 | 9150 E IMPERIAL HIGHWAY | DOWNEY | 90242 | JENKINS STEPHEN | (323) 8814608
1955 | SC | LA CO., PROBATION/FAC PLANNING/ISD | 381635 | 1971 | F42001 | ICE, DETROIT DIESEL, MODEL NO. 9123-7305, SERIAL NO. 12E0001246, MANUFACTURED 1971, 960 BHP, EMERGENCY ELECTRICAL GENERATION | Diesel | Detroit Diesel | 9123-7305 | 640 |  |  | 960 | 9150 E IMPERIAL HIGHWAY | DOWNEY | 90242 | JENKINS STEPHEN | (323) 8814608
1956 | SC | LA CO., PROBATION/FAC PLANNING/ISD | 381636 | 1978 | F42688 | ICE, DETROIT DIESEL, MODEL NO. 9123-7305, MANUFACTURED 1978, 960 BHP, EMERGENCY ELECTRICAL GENERATION | Diesel | Detroit Diesel | 9123-7305 | 640 |  |  | 960 | 9150 E IMPERIAL HIGHWAY | DOWNEY | 90242 | JENKINS STEPHEN | (323) 8814608
1957 | SC | LA CO., PROBATION/FAC PLANNING/ISD | 381639 | 1971 | F42565 | ICE, DETROIT DIESEL, MODEL NO. 9123-7305, SERIAL NO. 12E0001427, MANUFACTURED 1971, RATED AT 1135 BHP, EMERGENCY ELECTRICAL GENERATION | Diesel | Detroit Diesel | 9123-7305 | 756.6667 |  |  | 1135 | 9150 E IMPERIAL HIGHWAY | DOWNEY | 90242 | JENKINS STEPHEN | (323) 8814608
1958 | SC | LA CO., PROBATION/FAC PLANNING/ISD | 381640 | 1978 | F42557 | ICE, CUMMINS, MODEL NO. VTA171062, 37104108, MANUFACTURED 1978, 900 BHP, EMERGENCY ELECTRICAL GENERATION | Diesel | Cummins | VTA171062 | 600 |  |  | 900 | 9150 E IMPERIAL HIGHWAY | DOWNEY | 90242 | JENKINS STEPHEN | (323) 8814608
1959 | SC | LE MERIDIEN | 374830 | 2000 | F39656 | ICE, DETROIT DIESEL, MODEL 8123-7416, DIESEL-FUELED, EMERGENCY ELECTRICAL GENERATION, TURBOCHARGED, AFTERCOOLED, 12 CYLINDERS, 947 BHP | Diesel | Detroit Diesel | 8123-7416 | 631.3333 |  |  | 947 | 465 S LA CIENEGA BLVD | LOS ANGELES | 90048 | ENCARNACION CESAR | (310) 2462110
1960 | SC | LEVEL 3 COMMUNICATIONS, TISHMAN CONSTRUC | 377224 | 1997 | F46125 | ICE, CATERPILLAR, MODEL NO. 3512 DITA, SERIAL NO. 24Z08471, ENGINE MANUFACTURED 12/18/97, 1801 BHP, DIESEL FUELED, TURBOCHARGED, EMERGENCY ELECTRICAL GENERATION | Diesel | Caterpillar | 3512 DITA | 1200.6667 |  |  | 1801 | 818 W 7TH ST | LOS ANGELES | 90017 | BERNARD JEFF | (213) 9965519
1961 | SC | LEVEL 3 COMMUNICATIONS, TISHMAN CONSTRUC | 377225 | 2000 | F46126 | ICE, CATERPILLAR, MODEL NO. 3512 DITA, SERIAL NO. 3MS00218, ENGINE MANUFACTURED 1/12/00, 1801 BHP, DIESEL FUELED, TURBOCHARGED, EMERGENCY ELECTRICAL GENERATION | Diesel | Caterpillar | 3512 DITA | 1200.6667 |  |  | 1801 | 818 W 7TH ST | LOS ANGELES | 90017 | BERNARD JEFF | (213) 9965519
1962 | SC | LONG BEACH CITY, PUB SERV DEPT | 377782 | 1999 | F42746 | ICE, DETROIT DIESEL, MODEL NO. 16V92TAB, SN 8A12733, 1200 BHP, INSTALLED 10/11/99, DIESEL FUELED, LEAN BURN, TURBOCHARGED, AFTERCOOLED, EMERGENCY ELECTRICAL GENERATION | Diesel | Detroit Diesel | 16V-92TAB | 800 |  |  | 1200 | 1601 SAN FRANCISCO AVE | LONG BEACH | 90813 | DUGGAN TIM | (562) 5705406
1964 | SC | MAGUIRE PARTNERS - GLENDALE CENTER LLC | 374240 | 2000 | F36871 | ICE, DETROIT DIESEL, DIESEL FUELED, MODEL NO. 7163-7005, SERIAL NO. 16VA7204, 16 CYLINDERS, TWO CYCLE, NATURALLY ASPIRATED, 469 BHP, WITH 1 EXHAUST. | Diesel | Detroit Diesel | 7163-7005 | 312.6667 |  |  | 469 | 611 N BRAND BLVD | GLENDALE | 91203 | PEREZ GARY | (818) 5075800
1980 | SC | MCI WORLDCOM | 375616 | 2000 | F43342 | ICE, CATERPILLAR, MODEL NO. 3516B DITA, 2300 BHP, DIESEL FUELED, TURBOCHARGED, AFTERCOOLED, EMERGENCY ELECTRICAL GENERATION | Diesel | Caterpillar | 3516B DITA | 1533.3333 |  |  | 2300 | 800 S HOPE STE 300 | LOS ANGELES | 90017 | HUNZIKER-KLAES NANCY | (972) 7296322
1981 | SC | MCI WORLDCOM | 375617 | 2000 | F43343 | ICE, CATERPILLAR, MODEL NO. 3516B DITA, 2300 BHP, DIESEL FUELED, TURBOCHARGED, AFTERCOOLED, EMERGENCY ELECTRICAL GENERATION | Diesel | Caterpillar | 3516B DITA | 1533.3333 |  |  | 2300 | 800 S HOPE STE 300 | LOS ANGELES | 90017 | HUNZIKER-KLAES NANCY | (972) 7296322
1982 | SC | METRO WATER DIST OF SO CAL | 380530 | 2001 | F37074 | ICE, CATERPILLAR, MODEL 3508 TA, DIESEL FUEL, SERIAL NO. 23Z05793, 8 CYLINDERS, FOUR CYCLE, TURBOCHARGED, AFTERCOOLED, RATED AT 1093 BHP, DRIVING AN EMERGENCY STAND-BY GENERATOR. | Diesel | Caterpillar | 3508 TA | 728.6667 |  |  | 1093 | 550 E ALESSANDRO BLVD | RIVERSIDE | 92508 | SIMON MARK | (909) 3922512
1983 | SC | METRO WATER DIST OF SO CAL | 380531 | 2001 | F37076 | ICE, CATERPILLAR, MODEL 3508 TA, DIESEL FUEL, SERIAL NO. 23Z05804, 8 CYLINDERS, FOUR CYCLE, TURBOCHARGED, AFTERCOOLED, RATED AT 1093 BHP, DRIVING AN EMERGENCY STAND-BY GENERATOR. | Diesel | Caterpillar | 3508 TA | 728.6667 |  |  | 1093 | 550 E ALESSANDRO BLVD | RIVERSIDE | 92508 | SIMON MARK | (909) 3922512
1984 | SC | MIRABELLA HOMEOWNERS' ASSOCIATION INC | 381458 | 2001 | F37615 | ICE, CUMMINS, EMERGENCY ELECTRICAL GENERATION, MODEL NO. KTA19-G1, SERIAL NO. 31124427, DIESEL FUELED, SIX CYLINDER, TURBOCHARGED AND AFTERCOOLED, 560 BHP. | Diesel | Cummins | KTA19-G1 | 373.3333 |  |  | 560 | 10430 WILSHIRE BLVD | LOS ANGELES | 90024 | GEROWITZ STACY | (310) 4757885
1985 | SC | MONTEREY PARK HOSP | 358346 | 1985 | F43267 | ICE, CATERPILLAR, DIESEL FUELED, MODEL 3412T, SERIAL NO. 81Z05076, CATERPILLAR, MODEL NO. SR-4, SERIAL NO. 6EA00932, EMERGENCY GENERATOR, 675 BHP, INITIAL OPERATION DATE 1985 | N/A | Caterpillar | 3412T | 450 |  |  | 675 | 900 S ATLANTIC BLVD | MONTEREY PARK | 91754 | QUIJADA JOE | (818) 5709000
1986 | SC | MOOG, INC | 380529 | 2001 | F37156 | ICE, CATERPILLAR, DIESEL-FUELED, EMERGENCY, ELECTRICAL GENERATOR DRIVER, MODEL 3412-DITT, SERIAL NO. 81202413-5NA041, TURBOCHARGED, 12 CYLINDERS, 755 BHP. | Diesel | Caterpillar | 3412 DITT | 503.3333 |  |  | 755 | 20263 S WESTERN AVE | TORRANCE | 90501 | BADIANG TODD | (310) 6186596
1987 | SC | MOUNTAINVIEW POWER COMPANY LLC | 366155 | 2000 |  | ICE, EMERGENCY POWER, LEAN BURN, DIESEL FUEL, CATERPILLAR, MODEL 3612, TIMING RETARD, WITH AFTERCOOLER, TURBOCHARGER, 5900 BHP | Diesel | Caterpillar | 3612 | 3933.3333 |  |  | 5900 | 25770 SAN BERNARDINO AVE | SAN BERNARDINO | 92408 | HALL GEORGE | (909) 4787900
1988 | SC | NATIONAL DIGITAL TELEVISION CENTER, INC. | 364093 | 1999 | F38367 | ICE, CUMMINS, EMERGENCY ELECTRICAL GENERATION, MODEL NO. KTA50-G3, DIESEL FUELED, TURBOCHARGED AND AFTERCOOLED, 1850 BHP. | Diesel | Cummins | KTA50-G3 | 1233.3333 |  |  | 1850 | 12312 W OLYMPIC BLVD | LOS ANGELES | 90064 | SALVADOR TED | (310) 9795341
1989 | SC | NORTH AMERICA BLDG MGMT CORP | 346919 | 1998 | F38189 | ICE, CUMMINS, EMERGENCY ELECTRICAL GENERATION, MODEL NO. VTA28-G2, SERIAL NO. 37109934, DIESEL FUELED, TURBOCHARGED AND AFTERCOOLED, 900 BHP | Diesel | Cummins | VTA28-G2 | 600 |  |  | 900 | 801 S GRAND AVE STE 301 | LOS ANGELES | 90017 | NICHOLS ERIC | (213) 6299142
1995 | SC | OLD DOMINION FREIGHT LINES INC | 379692 | 2001 | F37747 | ICE, CUMMINS, 6 CYLINDERS, TURBOCHARGED, AFTERCOOLED, MODEL NO. QSX15-G9, SERIAL NO. 14009311, 755 BHP, DIESEL-FUELED, DRIVING AN EMERGENCY ELECTRICAL GENERATOR | Diesel | Cummins | QSX15-G9 | 503.3333 |  |  | 755 | 2180 S WILLOW AVE | RIALTO | 92376 | BAKER RUSSELL | (909) 8201141
1996 | SC | ORANGE CO - DATA CENTER | 373240 | 1991 | F41835 | ICE, CATERPILLAR, MODEL NO. 3516 DITA, ENGINE MANUFACTURED MAY 1991, DIESEL FUELED, TURBOCHARGED, AFTERCOOLED, 2498 BHP, EMERGENCY ELECTRICAL GENERATION. | Diesel | Cummins | 3516 DITA | 1665.3333 |  |  | 2498 | 1400 S GRAND AVE | SANTA ANA | 92705 | SWEINHART DON | (714) 5677734
1997 | SC | ORANGE, COUNTY OF - PERFORMING ARTS CTR | 378966 | 2000 | F43339 | ICE, CUMMINS, MODEL NO. VTA28CS1, SERIAL NO. 58895, ENGINE MANUFACTURED 1984, 760 BHP, DIESEL FUELED, TURBOCHARGED, AFTERCOOLED, EMERGENCY ELECTRICAL GENERATOR | Diesel | Cummins | VTA28-CS1 | 506.6667 |  |  | 760 | 600 TOWN CENTER | COSTA MESA | 92626 | MAHLE ROB | (714) 5562122
2000 | SC | PEPPERDINE UNIVERSITY | 383204 | 2001 | F38143 | ICE, DETROIT DIESEL, DIESEL-FUELED, EMERGENCY ELECTRICAL GENERATION, MODEL NO. 12V-92TA, TURBOCHARGED, AFTERCOOLED, TWELVE CYLINDERS, 830 BHP. | Diesel | Detroit Diesel | 12V-92TA | 553.3333 |  |  | 830 | 24255 PACIFIC COAST HWY | MALIBU | 90263 | LAVALLE ART | (310) 5064921
2005 | SC | QWEST COMMUNICATIONS CORP | 369112 | 1998 | F41822 | ICE, CUMMINS ONAN, MODEL NO. 1250 DFLC, SERIAL NO. E99091Z657, 1250 KW, 1850 BHP, ENGINE MANUFACTURED NOVEMBER 1998, DIESEL FUELED, TURBOCHARGED, EMERGENCY ELECTRICAL GENERATION | Diesel | Cummins | 1250 DFLC | 1250 | 1250 |  |  | 3015 WINONA AVE | BURBANK | 91504 | REICHERT LARRY | (303) 9923223
2006 | SC | QWEST COMMUNICATIONS CORP | 369113 | 1998 | F41823 | ICE, CUMMINS ONAN, MODEL NO. 1250 DFLC, SERIAL NO. E99091Z651, 1250 KW, 1850 BHP, ENGINE MANUFACTURED NOVEMBER 1998, DIESEL FUELED, TURBOCHARGED, EMERGENCY ELECTRICAL GENERATION | Diesel | Cummins | 1250 DFLC | 1250 | 1250 |  |  | 3015 WINONA AVE | BURBANK | 91504 | REICHERT LARRY | (303) 9923223
2007 | SC | QWEST COMMUNICATIONS CORP | 369236 | 1998 | F41838 | ICE, CUMMINS ONAN, MODEL NO. 1250 DFLC, SERIAL NO. E99091Z659, 1250 KW, 1850 BHP, ENGINE MANUFACTURED NOVEMBER 1998, DIESEL FUELED, TURBOCHARGED, EMERGENCY ELECTRICAL GENERATION | Diesel | Cummins | 1250 DFLC | 1250 | 1250 |  |  | 3015 WINONA AVE | BURBANK | 91504 | REICHERT LARRY | (303) 9923223
2008 | SC | RANCHO SPRINGS MEDICAL CENTER | 380383 | 2001 | F39133 | ICE, CATERPILLAR, DIESEL FUELED, EMERGENCY ELECTRICAL GENERATION, MODEL 3512 TA, TURBOCHARGED, AFTERCOOLED, 12 CYLINDERS, FOUR CYCLE, 1441 BHP AT 1800 RPM | Diesel | Caterpillar | 3512 TA | 960.6667 |  |  | 1441 | 25500 MEDICAL CENTER DR | MURRIETA | 92562 | BENSON JEFF | (909) 6966112
2009 | SC | RECOT INC, FRITO-LAY DBA | 335791 | 1997 | F39979 | ICE, NON-EMERGENCY, NATURAL GAS, CATERPILLAR, MODEL G3412, WITH AFTERCOOLER, TURBOCHARGER, 545 BHP | Natural Gas | Caterpillar | G3412 | 363.3333 |  |  | 545 | 9535 ARCHIBALD AVE | RANCHO CUCAMONGA | 91730 | MEYERS ROBERT | (972) 3344703
2010 | SC | RIV. CO., BLDG SERV DEPT | 371701 | 2000 |  | ICE, CATERPILLAR, MODEL 3412, DIESEL FUELED, 746 HP, 500 KW, EMERGENCY ELECTRICAL GENERATION. | Diesel | Caterpillar | 3412 | 500 | 500 |  |  | 4080 LEMON ST | RIVERSIDE | 92501 | DAVIS DAVE | (909) 2754815
2011 | SC | SAN GABRIEL VALLEY WATER | 377241 | 1997 | F47095 | ICE, DETROIT DIESEL, MODEL NO. 8123-7416, 947 BHP, DIESEL FUELED, TURBOCHARGED, AFTERCOOLED, EMERGENCY ELECTRICAL GENERATION, ICE MANUFACTURED 1997, KOHLER POWER SYSTEMS, MODEL NO. 600ROZD, SERIAL NO. 393721 | Diesel | Detroit Diesel | 8123-7416 | 631.3333 |  |  | 947 | 2701 LOMA AVE | EL MONTE | 91733 | ARRIGHI DAN | (626) 4486183
2012 | SC | SAN GABRIEL VALLEY WATER COMPANY | 377238 | 1997 | F47092 | ICE, DETROIT DIESEL, MODEL NO. 8123-7416, 947 BHP, DIESEL FUELED, TURBOCHARGED, AFTERCOOLED, EMERGENCY ELECTRICAL GENERATION, ICE MANUFACTURED 1997, KOHLER POWER SYSTEMS, MODEL NO. 600ROZD, SERIAL NO. 393722 | Diesel | Detroit Diesel | 8123-7416 | 631.3333 |  |  | 947 | 14419 LOS ROBLES | HACIENDA HEIGHTS | 91745 | SEGUIN JOHN | (626) 4486183
2013 | SC | SAN GABRIEL VALLEY WATER COMPANY | 377239 | 1999 | F47093 | ICE, DETROIT DIESEL, MODEL R123-7K35, 910 BHP, DIESEL-FUELED, TURBOCHARGED, AFTERCOOLED, EMERGENCY ELECTRICAL GENERATION, ICE MANUFACTURED 1999, ICE, KOHLER POWER SYSTEMS, MODEL NO. 600ROZD4, SERIAL NO. 39525 | Diesel | Detroit Diesel | R123-7K35 | 606.6667 |  |  | 910 | 4921 N TYLER | EL MONTE | 91734 | BLACK G. J. | (818) 4486183
2014 | SC | SAN GABRIEL VALLEY WATER COMPANY | 377243 | 1999 | F47094 | ICE, DETROIT DIESEL, MODEL R123-7K35, 910 BHP, DIESEL-FUELED, TURBOCHARGED, AFTERCOOLED, ICE MANUFACTURED 1999, EMERGENCY ELECTRICAL GENERATION, KOHLER POWER SYSTEMS, MODEL NO. 600ROZD4, SERIAL NO. 064908 | Diesel | Detroit Diesel | R123-7K35 | 606.6667 |  |  | 910 | 209 PEREZ PL | CITY OF INDUSTRY | 91746 | SEGUIN JOHN | (626) 4486183
2016 | SC | SANMINA CORPORATION | 377863 | 2000 | F38766 | ICE, CUMMINS, 6 CYLINDERS, TURBOCHARGED, AFTERCOOLED, MODEL NO. N14-G2 (399 KW), 535 BHP, DIESEL-FUELED, DRIVING AN EMERGENCY ELECTRICAL GENERATOR | Diesel | Cummins | N14-G2 | 399 | 399 |  |  | 2955 AIRWAY AVE | COSTA MESA | 92626 | LU JENNY | (949) 6232902
2017 | SC | SGL TECHNIC INC, POLYCARBON DIVISION | 380871 | 2001 |  | ICE, EMERGENCY POWER, DIESEL FUEL, CATERPILLAR, WITH AFTERCOOLER, TURBOCHARGER, 1025 BHP | Diesel | Caterpillar | N/A | 683.3333 |  |  | 1025 | 28176 N STANFORD AVE | VALENCIA | 91355 | GREEN BRIAN | (661) 2570500
2019 | SC | SO CAL EDISON CO | 346291 | 1998 |  | ICE, CATERPILLAR, 16 CYLINDERS, TURBOCHARGED, AFTERCOOLED, MODEL NO. 3516 DITA (1500 KW), 2151 BHP, DIESEL-FUELED, DRIVING AN EMERGENCY ELECTRICAL GENERATOR | Diesel | Caterpillar | 3516 DITA | 1500 | 1500 |  |  | 23 PARKER | IRVINE | 92715 | WELSING PETER WELSING | (818) 3029536
2020 | SC | SO CAL EDISON CO | 346293 | 1998 |  | ICE, CATERPILLAR, 16 CYLINDERS, TURBOCHARGED, AFTERCOOLED, MODEL NO. 3516 DITA (1500 KW), 2151 BHP, DIESEL-FUELED, DRIVING AN EMERGENCY ELECTRICAL GENERATOR | Diesel | Caterpillar | 3516 DITA | 1500 | 1500 |  |  | 23 PARKER | IRVINE | 92715 | WELSING PETER WELSING | (818) 3029536
2022 | SC | SPIEKER PROPERTIES | 373876 | 2000 | F42147 | ICE, CUMMINS, MODEL NO. KTA19-G1, 6 CYLINDER, DIESEL FUELED, TURBOCHARGED, AFTERCOOLED, 560 BHP, EMERGENCY ELECTRICAL GENERATION. | Diesel | Cummins | KTA19-G1 | 373.3333 |  |  | 560 | 5 HUTTON CENTER DR STE110 | SANTA ANA | 92707 | SLACK LYNN | (714) 2417000
2023 | SC | SPIEKER PROPERTIES | 373875 | 2000 | F38688 | ICE, CATERPILLAR, DIESEL-FUELED, EMERGENCY ELECTRICAL GENERATION, MODEL NO. 3406B, SERIAL NO. 2WB03735, TURBOCHARGED, AFTERCOOLED, SIX CYLINDERS, FOUR CYCLE, 536 BHP. | Diesel | Caterpillar | 3406B | 357.3333 |  |  | 536 | 5 HUTTON CENTER DR STE110 | SANTA ANA | 92707 | SLACK LYNN | (714) 2417000
2024 | SC | SPRINT PCS | 379431 | 2000 | F41602 | ICE, CATERPILLAR, MODEL NO. 3412, 896 BHP, DIESEL FUELED, TURBOCHARGED, AFTERCOOLED, EMERGENCY ELECTRICAL GENERATION | Diesel | Caterpillar | 3412 | 597.3333 |  |  | 896 | 12103 BURKE ST | SANTA FE SPRINGS | 90670 | CARRILLO J STEVEN | (916) 9220550
2025 | SC | STARWOOD OC PORTFOLIO V, LLC | 380867 | 2001 | F39360 | ICE, CUMMINS, DIESEL-FUELED, EMERGENCY ELECTRICAL GENERATION, MODEL NO. VTA 1710-6152, SERIAL NO. 37104848, TURBOCHARGED, AFTERCOOLED, 12 CYLINDERS, 900 BHP | Diesel | Cummins | VTA1710-6152 | 600 |  |  | 900 | 12440 E IMPERIAL HWY | NORWALK | 90650 | WOLF ERIC A | (562) 8643107
2026 | SC | SUPERINTENDENT OF SCHOOLS, RIVERSIDE | 379504 | 2000 | F38666 | ICE, CATERPILLAR, DIESEL-FUELED, EMERGENCY ELECTRICAL GENERATION, MODEL NO. 3512 DITA, SERIAL NO. 24209464, TURBOCHARGED, AFTERCOOLED, TWELVE CYLINDERS, 1801 BHP | Diesel | Caterpillar | 3512 DITA | 1200.6667 |  |  | 1801 | 3939 13TH ST | RIVERSIDE | 92502 | HARTUNG AUGIE | (909) 8266582
2027 | SC | THE ATRIUM IRVINE LLC | 381590 | 2001 | F39402 | ICE, CUMMINS, DIESEL-FUELED, EMERGENCY ELECTRICAL GENERATION, MODEL NO. KTA-3067-G1, SERIAL NO. 11619-12, TURBOCHARGED, AFTERCOOLED, 16 CYLINDERS, 1410 BHP. | Diesel | Cummins | KTA3067-G1 | 940 |  |  | 1410 | 19100 VON KARMAN SUITE # 260 | IRVINE | 92612 | LILLEY PAUL J. | (949) 4768771
2028 | SC | THE PERFORMING ARTS CTR. OF L.A. COUNTY | 381734 | 2001 | F37743 | ICE, CATERPILLAR, MODEL NO. 3516 DITA, AMBER 363 FUELED, EMERGENCY ELECTRICAL GENERATOR, 16 CYLINDERS, TURBOCHARGED AND AFTERCOOLED, 2151 BHP. | Diesel | Caterpillar | 3516 DITA | 1434 |  |  | 2151 | 111 S GRAND AVE | LOS ANGELES | 90012 | DE LA CRUZ LUIS | (213) 9727465
2029 | SC | THE WILSHIRE CONDOMINIUM ASSOCIATION INC | 371151 | 1991 | F42009 | ICE, CUMMINS ONAN, MODEL NO. VTA28-GS2, SERIAL NO. A890200839, ENGINE MANUFACTURED IN 1991, 900 BHP, DIESEL FUELED, TURBOCHARGED, AFTERCOOLED, EMERGENCY ELECTRICAL GENERATION. | Diesel | Cummins | VTA28-GS2 | 600 |  |  | 900 | 10580 WILSHIRE BLVD | LOS ANGELES | 90024 | MARISCAL VICTOR M | (310) 4465333
2030 | SC | THE WILSHIRE CONDOMINIUM ASSOCIATION INC | 371150 | 2000 | F42010 | ICE, CUMMINS ONAN, MODEL NO. NTA855-G3, SERIAL NO. 80881684, ENGINE MANUFACTURED IN 1991, 535 BHP, DIESEL FUELED, TURBOCHARGED, AFTERCOOLED, EMERGENCY ELECTRICAL GENERATION | Diesel | Cummins | NTA855-G3 | 356.6667 |  |  | 535 | 10580 WILSHIRE BLVD | LOS ANGELES | 90024 | MARISCAL VICTOR M | (310) 4465333
2031 | SC | TIME WARNER TELECOM OF CAL LP | 373603 | 2000 | F37852 | ICE, MTU, MODEL XS1000U, DIESEL FUEL, 16 CYLINDERS, TURBOCHARGED AND AFTERCOOLED, RATED AT 1494 BHP, DRIVING AN EMERGENCY STAND-BY GENERATOR | Diesel | MTU | XS1000U | 996 |  |  | 1494 | 7 MASON | IRVINE | 92618 | SLAUGHTER WILLIAM G | (858) 6358858
2033 | SC | TORRANCE MEMORIAL MEDICAL CENTER | 381330 | 2001 | F37745 | ICE, CATERPILLAR, 16 CYLINDERS, TURBOCHARGED, AFTERCOOLED, MODEL NO. 3516B DITA, 2847 BHP, DIESEL-FUELED, DRIVING AN EMERGENCY ELECTRICAL GENERATOR. | Diesel | Caterpillar | 3516B DITA | 1898 |  |  | 2847 | 3330 LOMITA BLVD | TORRANCE | 90505-5073 | MAXFIELD BUD | (310) 5174755
2034 | SC | UCLA (REGENTS OF UC) | 378959 | 2000 | F38571 | ICE, CATERPILLAR, MODEL 3412, SERIAL NO. 81Z0797, DIESEL FUEL, 12 CYLINDERS, TURBOCHARGED, RATED AT 724 BHP, DRIVING AN EMERGENCY STAND-BY GENERATOR | Diesel | Caterpillar | 3412 | 482.6667 |  |  | 724 | 405 HILGARD AVE | LOS ANGELES | 90024-1357 | OTT DAVID | (310) 7945369
2035 | SC | UNIVERSITY OF CALIFORNIA, LOS ANGELES | 346897 | 1998 | F38498 | ICE, DETROIT DIESEL, MODEL 7123-7305, SERILA NO. 12VA069126, DIESEL FUEL, 12 CYLINDERS, TURBOCHARGED, AND AFTERCOOLED, RATED AT 625 BHP, DRIVING AN EMERGENCY STANDBY GENERATOR | Diesel | Detroit Diesel | 7123-7305 | 416.6667 |  |  | 625 | 10920 WILSHIRE BLVD | LOS ANGELES | 90024 | KAPITAN AUDREY | (310) 7940671
2037 | SC | VERIZON CALIFORNIA INC | 384135 | 2001 | F38384 | ICE, CATERPILLAR, 12 CYLINDERS, TURBOCHARGED, AFTERCOOLED, MODEL NO. 3512B DITA (1500 KW), SERIAL NO. GC-575, 2155 BHP, DIESEL-FUELED, DRIVING AN EMERGENCY ELECTRICAL GENERATOR. | Diesel | Caterpillar | 3512B DITA | 1500 | 1500 |  |  | 13246 FIJI WAY | MARINA DEL REY | 90292 | WELZ PETER | (909) 4692260
2038 | SC | VERIZON CALIFORNIA INC | 384141 | 2001 | F38385 | ICE, CATERPILLAR, 12 CYLINDERS, TURBOCHARGED, AFTERCOOLED, MODEL NO. 3512B DITA (1500 KW), SERIAL NO. GC-170, 2155 BHP, DIESEL-FUELED, DRIVING AN EMERGENCY ELECTRICAL GENERATOR. | Diesel | Caterpillar | 3512B DITA | 1500 | 1500 |  |  | 234 W FOOTHILL BLVD | UPLAND | 91786 | WELZ PETER | (909) 4692260
2039 | SC | VERIZON CALIFORNIA INC | 372651 | 2000 | F41343 | ICE, CUMMINS, MODEL NO. KTA50-G9, SERIAL NO: GC-576, 2220 BHP, 16 CYLINDERS, FOUR CYCLE, LEAN BURN, TURBOCHARGED, AFTERCOOLED, DIESEL, EMERGENCY ELECTRICAL GENERATION | N/A | Cummins | KTA50-G9 | 1480 |  |  | 2220 | 1314 7TH ST | SANTA MONICA | 90401 | NELSON BARRY | (310) 3196148
2040 | SC | VERIZON CALIFORNIA INC | 368024 | 2000 | F40966 | ICE, CATERPILLAR, MODEL NO. 3512 DITA, DIESEL FUELED, S/N: 6WN00195, TURBOCHARGED, AFTERCOOLED, 2167 BHP, EMERGENCY ELECTRICAL GENERATION | Diesel | Caterpillar | 3512 DITA | 1444.6667 |  |  | 2167 | 160 E BADILLO ST | COVINA | 91722 | GILMORE MARTIN | (562) 6270186
2041 | SC | VERIZON CALIFORNIA INC | 384128 | 2001 | F38383 | ICE, CATERPILLAR, 8 CYLINDERS, TURBOCHARGED, AFTERCOOLED, MODEL NO. 3508B DITA (1000 KW), SERIAL NO. GC-058, 1480 BHP, DIESEL-FUELED, DRIVING AN EMERGENCY ELECTRICAL GENERATOR. | Diesel | Caterpillar | 3508B DITA | 1000 | 1000 |  |  | 1041 S GRAND AVE | DIAMOND BAR | 91765 | WELZ PETER | (909) 4692260
2042 | SC | VERIZON CALIFORNIA INC | 372656 | 2000 | F41344 | ICE, CUMMINS, MODEL NO. KTA50-G9, SERIAL NO: GC-597, 2220 BHP, 16 CYLINDERS, FOUR CYCLE, LEAN BURN, TURBOCHARGED, AFTERCOOLED, DIESEL, EMERGENCY ELECTRICAL GENERATION | N/A | Cummins | KTA50-G9 | 1480 |  |  | 2220 | 4121 GRAND VIEW BLVD | LOS ANGELES | 90066 | WELZ PETER | (909) 4692260
2043 | SC | VERIZON CALIFORNIA INC | 369316 | 2000 | F38031 | ICE, DETROIT DIESEL, MODEL 8163-7416 (16V-92TA), DIESEL FUEL, 16 CYLINDERS, TURBOCHARGED AND AFTERCOOLED, RATED AT 1232 BHP, DRIVING AN EMERGENCY STAND-BY GENERATOR. | Diesel | Detroit Diesel | 8163-7416 | 821.3333 |  |  | 1232 | 953 MANHATTAN BEACH BLVD | MANHATTAN BEACH | 90601 | MESSER TONY | (310) 3714164
2044 | SC | VERIZON CALIFORNIA INC | 368022 | 2000 | F38619 | ICE, CATERPILLAR, EMERGENCY ELECTRICAL GENERATION, MODEL NO. 3508 TA, SERIAL NO. 023Z01224, DIESEL FUELED, TURBOCHARGED AND AFTERCOOLED, 1199 BHP. | Diesel | Caterpillar | 3508 TA | 799.3333 |  |  | 1199 | 17551 GOTHARD ST | HUNTINGTON BEACH | 90404 | GILMORE MARTIN | (562) 6270186
2045 | SC | VERIZON CALIFORNIA INC | 369317 | 2000 | F38035 | ICE, CATERPILLAR, MODEL 3508 DITA, DIESEL FUEL, 8 CYLINDERS, TURBOCHARGED AND AFTERCOOLED, RATED AT 1093 BHP, DRIVING AN EMERGENCY STAND-BY GENERATOR | Diesel | Caterpillar | 3508 DITA | 728.6667 |  |  | 1093 | 15256 LA CRUZ DR | PACIFIC PALISADES | 90272 | NELSON BARRY | (310) 3196148
2046 | SC | VERIZON CALIFORNIA INC | 356403 | 1999 | F38583 | ICE, DETROIT DIESEL, MODEL NO. 7163-7305 (16V71T), DIESEL FUELED, EMERGENCY ELECTRICAL GENERATION, 16 CYLINDERS, TURBOCHARGED AND AFTERCOOLED, 830 BHP | Diesel | Detroit Diesel | 7163-7305 | 553.3333 |  |  | 830 | 7280 EDINGER AVE | HUNTINGTON BEACH | 92646 | GILMORE MARTIN | (562) 6270186
2047 | SC | VERIZON CALIFORNIA INC | 363582 | 1999 | F48080 | ICE, CATERPILLAR, MODEL NO. 3408, 603 BHP, DIESEL FUELED, SERIAL NO. 6DA01363, TURBOCHARGED, AFTERCOOLED, LEAN BURN, FOUR CYCLE, DRIVING AN EMERGENCY ELECTRICAL GENERATOR | Diesel | Caterpillar | 3408 | 402 |  |  | 603 | 22400 ALESSANDRO BLVD | MORENO VALLEY | 92508 | GILMORE MARTIN | (562) 6270186
2049 | SC | WASHINGTON MUTUAL BANK, F. A. | 361855 | 1999 | F38193 | ICE, CUMMINS, EMERGENCY ELECTRICAL GENERATION, MODEL NO. KTA38-G1, DIESEL FUELED, SIXTEEN CYLINDERS, TURBOCHARGED AND AFTERCOOLED, 1490 BHP. | Diesel | Cummins | KTA38-G1 | 993.3333 |  |  | 1490 | 9200 OAKDALE AVE AVE | CHATSWORTH | 91311 | ARMSTRONG STEPHEN | (818) 7754009
2050 | SC | WEST ANGELES CHURCH OF GOD IN CHRIST | 375355 | 2000 | F38665 | ICE, DETROIT DIESEL, DIESEL FUELED, EMERGENCY ELECTRICAL GENERATION, MODEL NO. 6063-HK35, TURBOCHARGED, AFTERCOOLED, SIX CYLINDERS, 635 BHP. | Diesel | Detroit Diesel | 6063-HK35 | 423.3333 |  |  | 635 | 3600 CRENSHAW BLVD | LOS ANGELES | 90018 | RANDALL JON | (323) 7354400
2051 | SC | WESTERN DIGITAL CORPORATION | 378894 | 2000 | F38789 | ICE, CUMMINS, 6 CYLINDERS, TURBOCHARGED, AFTERCOOLED, MODEL NO. QSX15-G9, SERIAL NO. H000141518, 755 BHP, DIESEL-FUELED, DRIVING AN EMERGENCY ELECTRICAL GENERATOR | Diesel | Cummins | QSX15-G9 | 503.3333 |  |  | 755 | 20511 LAKE FOREST DR | LAKE FOREST | 92630 | MONTEGUE JIM | (949) 9325790
2052 | SC | WESTWOOD CENTER LLC | 383191 | 2001 | F42510 | ICE, DETROIT DIESEL, MODEL NO. 8123-7405, DIESEL FUELED, EMERGENCY, ELECTRICAL GENERATOR DRIVER, 12 CYLINDERS, 810 BHP, TURBOCHARGED AND AFTERCOOLED. | Diesel | Detroit Diesel | 8123-7405 | 540 |  |  | 810 | 1100 GLENDON AVE LOBBY 1 | LOS ANGELES | 90024 | BAIRD DEIRDRE | (310) 2085585
2053 | SC | WORLDCOM | 379583 | 1997 | F46385 | ICE, CATERPILLAR, MODEL NO. 3516 DITA, SERIAL NO. 5935-3, 2168 BHP, ENGINE MANUFACTURED 2/14/97, DIESEL FUELED, TURBOCHARGED, AFTERCOOLED | Diesel | Caterpillar | 3516 DITA | 1445.3333 |  |  | 2168 | 17642 ARMSTRONG | IRVINE | 92710 | HARRIS TODD | (972) 7295671
2055 | SC | WORLDCOM | 379469 | 1995 | F46382 | ICE, DETROIT DIESEL , MODEL NO. 8163-7416 (16V-92TA), SERIAL NO. 23503259, 1232 BHP, MANUFACTURED 1995, DIESEL FUELED, TURBOCHARGED, AFTERCOOLED, 16 CYLINDERS, EMERGENCY ELECTRICAL GENERATION | Diesel | Detroit Diesel | 8163-7416 | 821.3333 |  |  | 1232 | 308 S HILL ST | LOS ANGELES | 90013 | HARRIS TODD | (972) 7295671
2057 | SC | 10100 SANTA MONICA, INC | 392994 | 2001 | F48377 | ICE, CUMMINS, MODEL KTA38-G1, TURBOCHARGED, AFTERCOOLED, DIESEL FUELED, RATED AT 1135 BHP, DRIVING AN EMERGENCY ELECTRICAL GENERATOR. | Diesel | Cummins | KTA38-G1 | 756.6667 |  |  | 1135 | 10100 SANTA MONICA BLVD STE 180 | LOS ANGELES | 90067 | WUNNER SCOTT | (310) 4074173
2058 | SC | 200 SOUTH LOS ROBLES - VEF V, LLC | 393404 | 2001 | F47436 | ICE, CATERPILLAR, DIESEL-FUELED, EMERGENCY ELECTRICAL GENERATION, MODEL 3406B, SERIAL NO. 2WB05233, TURBOCHARGED, AFTERCOOLED, 6 CYLINDERS, 534 BHP. | Diesel | Caterpillar | 3406B | 356 |  |  | 534 | 200 S LOS ROBLES AVE STE 525 | PASADENA | 91101 | COLLINS MARYBETH | (626) 6839398
2059 | SC | 20TH CENTURY FOX FILM CORP | 384793 | 2001 | F38725 | ICE, CUMMINS, 12 CYLINDERS, TURBOCHARGED, AFTERCOOLED, MODEL NO. QST30-G2, SERIAL NO. H000141544, 1200 BHP, DIESEL-FUELED, DRIVING AN EMERGENCY ELECTRICAL GENERATOR. | Diesel | Cummins | QST30-G2 | 800 |  |  | 1200 | 10201 W PICO BLVD BLDG 99 | LOS ANGELES | 90035 | ISHIHARA DONALD | (310) 3694277
2060 | SC | 20TH CENTURY FOX FILM CORP | 387944 | 2001 | F41334 | ICE, CUMMINS, MODEL NO. KTTA50-G2, SERIAL NO. H960614528, DIESEL FUEL, 16 CYLINDERS, TURBOCHARGED AND AFTERCOOLED, RATED AT 2220 BHP DRIVING AN ELECTRICAL GENERATOR. | Diesel | Cummins | KTTA50-G2 | 1480 |  |  | 2220 | 10201 W PICO BLVD BLDG 99 | LOS ANGELES | 90035 | ISHIHARA DONALD | (310) 3694277
2061 | SC | 20TH CENTURY FOX FILM CORP | 387945 | 2001 | F41335 | ICE, CUMMINS, MODEL NO. KTTA50-G2, SERIAL NO. H960614527, DIESEL FUEL, 16 CYLINDERS, TURBOCHARGED AND AFTERCOOLED, RATED AT 2220 BHP DRIVING AN ELECTRICAL GENERATOR. | Diesel | Cummins | KTTA50-G2 | 1480 |  |  | 2220 | 10201 W PICO BLVD BLDG 99 | LOS ANGELES | 90035 | ISHIHARA DONALD | (310) 3694277
2062 | SC | 2811 WILSHIRE ASSOC., WILSHIRE TOWER | 385686 | 2001 | F39520 | ICE, CUMMINS, 12 CYLINDERS, TURBOCHARGED, AFTERCOOLED, MODEL NO. QST30-G1, 1135 BHP, DIESEL-FUELED, DRIVING AN EMERGENCY ELECTRICAL GENERATOR. | Diesel | Cummins | QST30-G1 | 756.6667 |  |  | 1135 | 2811 WILSHIRE BLVD | SANTA MONICA | 90404 | SIMMONS ROGER | (310) 4491099
2063 | SC | 360 NETWORKS (USA) INC | 377565 | 2000 | F35659 | ICE, CATERPILLAR, 12 CYLINDERS, TURBOCHARGED, AFTERCOOLED, MODEL NO. 3512B DITA (1500 KW), SERIAL NO. 8RM00628, 2155 BHP, DIESEL-FUELED, DRIVING AN EMERGENCY ELECTRICAL GENERATOR. | Diesel | Caterpillar | 3512B DITA | 1500 | 1500 |  |  | 600 W 7 TH ST | LOS ANGELES | 90017 | WALKER RICHARD | (541) 3187392
2064 | SC | 4MC-BURBANK, INC. | 386931 | 2001 | F42122 | ICE, CUMMINS, EMERGENCY ELECTRICAL GENERATION, MODEL NO. KTA38-G1, SERIAL NO. 33116663, DIESEL FUELED, TWELVE CYLINDERS, TURBOCHARGED, AND AFTERCOOLED, 1135 BHP. | Diesel | Cummins | KTA38-G1 | 756.6667 |  |  | 1135 | 2901 W ALAMEDA AVE | BURBANK | 91505 | MAYER ROGER | (818) 8407289
2066 | SC | ADVENT REALTY L.P. FUND II/NEWPORT PLACE | 339494 | 1998 | F42014 | ICE, DETROIT DIESEL, MODEL 8V-92TA, SERIAL NO. 8083-7416, 643 BHP, DIESEL-FUELED, 8 CYLINDERS, TURBOCHARGED, DRIVING AN EMERGENCY ELECTRICAL GENERATOR. | Diesel | Detroit Diesel | 8V-92TA | 428.6667 |  |  | 643 | 4100 NEWPORT PLACE | NEWPORT BEACH | 92660 | ROMAGNANO II FRANK | (714) 2528577
2067 | SC | ALLEGIANCE CUSTOM STERILE | 388125 | 2001 | F41528 | ICE, DETROIT DIESEL, EMERGENCY ELECTRICAL GENERATION, MODEL NO. 12V-2000 G81 (R123-7K06), DIESEL FUELED, TWELVE CYLINDERS, TURBOCHARGED AND AFTERCOOLED, 1120 BHP. | Diesel | Detroit Diesel | R123-7K06 | 746.6667 |  |  | 1120 | 821 S ROCKEFELLER AVE | ONTARIO | 91761 | LENITHAN RUTH | (909) 6055308
2068 | SC | ALLEGIANCE HEALTHCARE CORPORATION | 387640 | 2001 | F40804 | ICE, CUMMINS, 16 CYLINDER, TURBOCHARGED, AFTERCOOLED, MODEL KTA50-G9 (1500 KW), 2220 BHP, DIESEL FUELED, DRIVING AN EMERGENCY ELECTRICAL GENERATOR. | Diesel | Cummins | KTA50-G9 | 1500 | 1500 |  |  | 4551 E PHILADELPHIA ST | ONTARIO | 91761 | VU KENNETH | (909) 9743648
2069 | SC | ALLEGIANCE TELECOM, INC | 368134 | 2000 | F41796 | ICE, CUMMINS, 6 CYLINDER TURBOCHARGED AND AFTERCOOLED, MODEL KTA19-G4, 755 BHP, DIESEL-FUELED, DRIVING AN EMERGENCY ELECTRICAL GENERATOR, MODEL NO. DFED 3384377, SERIAL NO. 990034923. | Diesel | Cummins | KTA19-G4 | 503.3333 |  |  | 755 | 1251 E DYER RD | SANTA ANA | 92705 | VIRDIN MARK | (214) 7628859
2070 | SC | ALLERGAN INC | 397563 | 2002 | F49257 | ICE, DETROIT DIESEL, 16 CYLINDERS, TURBOCHARGED, AFTERCOOLED, MODEL NO. T163-7K36 (2190 KW), 2935 BHP, DIESEL-FUELED, DRIVING AN EMERGENCY ELECTRICAL GENERATOR. | Diesel | Detroit Diesel | T163-7K36 | 2190 | 2190 |  |  | 18600 VON KARMAN & 2525 DUPONT | IRVINE | 92715 | PROPOSIAN ALLEN | (71 ) 7963223
2071 | SC | ALPHA THERAPEUTIC CORP | 386142 | 2001 | F43199 | ICE, EMERGENCY POWER, DIESEL FUEL, CUMMINS, MODEL KTA50-G9, TURBOCHARGER, AFTERCOOLER, 2220 BHP. | Diesel | Cummins | KTA50-G9 | 1480 |  |  | 2220 | 5555 VALLEY BLVD | LOS ANGELES | 90032 | NGO TUAN | (32 ) 2277229
2072 | SC | ALTA VISTA | 392281 | 2001 | F47010 | ICE, CATERPILLAR, MODEL NO. 3412C DITA, SERIAL NO. 81Z23805, AT 746 BHP, DRIVING AN EMERGENCY ELCTRICAL GENERATOR. | Diesel | Caterpillar | 3412C DITA | 497.3333 |  |  | 746 | 111 THEORY | IRVINE | 92614 | BRISTLE MICHAEL | (65 ) 3207818
2073 | SC | AMC PROMENADE 16 | 393359 | 2001 | F46699 | ICE, CATERPILLAR, MODEL NO. 3406 DITA, SERIAL NO. 6JM00630, DIESEL-FUELED, FOUR CYCLES, SIX CYLINDERS, TURBOCHARGED AND AFTERCOOLED, RATED AT 536 BHP, DRIVING AN EMERGENCY ELECTRICAL GENERATOR. | Diesel | Caterpillar | 3406 DITA | 357.3333 |  |  | 536 | 21801 OXNARD ST | WOODLAND HILLS | 91367 | SALGADO MIGUEL | (818) 8830706
2074 | SC | AMERICAN EAGLE WHEEL CORPORATION | 386283 | 2001 | F41139 | ICE, CUMMINS, 12 CYLINDERS, TURBOCHARGED, AFTERCOOLED, MODEL NO. QST30-G5, 1490 BHP, DIESEL-FUELED, DRIVING AN EMERGENCY ELECTRICAL GENERATOR. | Diesel | Cummins | QST30-G5 | 993.3333 |  |  | 1490 | 5780 SOESTERN CT | CHINO | 91710 | GOROKHOVSLEY VADIM | (909) 5908828
2075 | SC | AMERICAN MED INTL, ENCINO/TARZANA REGIONAL MED CTR | 285069 | 1993 | D77654 | ICE, CUMMINS, DIESEL-FUELED, EMERGENCY ELECTRICAL GENERATION, MODEL VT1710PG635, SERIAL NO. 682917-3, TURBOCHARGED, AFTERCOOLED, 12 CYLINDERS, 574 BHP. | Diesel | Cummins | VT1710-PG635 | 382.6667 |  |  | 574 | 16237 VENTURA BLVD | ENCINO | 91436 | VESTINO MIKE | (818) 9955087
2076 | SC | AMERICAN STORES CO, LUCKY STORES INC | 389512 | 2001 | F42782 | ICE, DETROIT DIESEL, 6 CYLINDERS, TURBOCHARGED, AFTERCOOLED, MODEL NO. 6063-HK35 (474 KW), SERIAL NO. 300RE02D, 635 BHP, DIESEL FUELED, DRIVING AN EMERGENCY ELECTRICAL GENERATOR. | Diesel | Detroit Diesel | 6063-HK35 | 474 | 474 |  |  | 9300 TOLEDO AVE | IRVINE | 92618 | SUMMERS LAURA | (208) 3955245
2077 | SC | ANAHEIM CITY, CONVENTION CTR | 392627 | 2001 | F47023 | ICE, CATERPILLAR, MODEL 3512B DITA/1500 KW, DIESEL FUEL, 12 CYLINDERS, TURBOCHARGED AND AFTERCOOLED, RATED AT 2153 BHP DRIVING AN EMERGENCY ELECTRICAL STAND-BY GENERATOR. | Diesel | Caterpillar | 3512B DITA | 1435.3333 |  |  | 2153 | 800 W KATELLA AVE | ANAHEIM | 92802 | WILSON SUZANNE | (714) 7656874
2078 | SC | ANAHEIM CITY, CONVENTION CTR | 392628 | 2001 | F47024 | ICE, CATERPILLAR, MODEL 3408B, SERIAL NO. 78203313, DIESEL FUEL, 8 CYLINDERS, TURBOCHARGED AND AFTERCOOLED, RATED AT 600 BHP, DRIVING AN EMERGENCY ELECTRICAL STANDBY GENERATOR. | Diesel | Caterpillar | 3408B | 400 |  |  | 600 | 800 W KATELLA AVE | ANAHEIM | 92802 | WILSON SUZANNE | (714) 7656874
2079 | SC | ANAHEIM CITY, PUBLIC UTILITIES DEPT | 384619 | 2001 | F38739 | ICE, CUMMINS, EMERGENCY ELECTRICAL GENERATION, MODEL NO. GTA1710, NATURAL GAS /LPG FUELED, TURBOCHARGED AND AFTERCOOLED, 710 BHP. | Natural Gas / LPG | Cummins | GTA1710 | 473.3333 |  |  | 710 | 8103 E SERRANO AVE | ANAHEIM | 92808 | WILSON SUZANNE | (714) 7656874
2080 | SC | ANAHEIM CITY, PUBLIC UTILITIES DEPT | 392270 | 2001 | F48252 | ICE, CATERPILLAR, 3412 DITTA, SERIAL NO. 81Z25561, DIESEL FUEL, 12 CYLINDERS, TURBOCHARGED, AND AFTERCOOLED, RATED AT 896 BHP DRIVING AN ELECTRICAL GENERATOR. | Diesel | Caterpillar | 3412 DITTA | 597.3333 |  |  | 896 | 1664 S BROOKHURST ST WELL 40 | ANAHEIM | 92804 | WILSON SUZANNE | (714) 7656874
2083 | SC | ANAHEIM PUB UTILITIES DEPT, ENV SVCS DIV | 384620 | 2001 | F38733 | ICE, CATERPILLAR, EMERGENCY ELECTRICAL GENERATION, MODEL NO. 3508, TURBOCHARGED AND AFTERCOOLED, DIESEL FUELED, 1336 BHP. | Diesel | Caterpillar | 3508 | 890.6667 |  |  | 1336 | 2004 S WEST ST | ANAHEIM | 92803 | WILSON SUZANNE | (714) 7656874
2084 | SC | ARB INC | 390009 | 2001 | F48765 | ICE, PORTABLE, CATERPILLAR, MODEL NO. 3412 PCTA, SERIAL NO. 3858255, DIESEL FUEL, TURBOCHARGED AND AFTERCOOLED, RATED AT 665 BHP DRIVING AN ELECTRICAL GENERATOR. | Diesel | Caterpillar | 3412 PCTA | 443.3333 |  |  | 665 | VARIOUS LOCATIONS IN AQMD | LAKE FOREST | 92630 | PETERSON DON | (949) 4657310
2085 | SC | ARB INC | 390011 | 2001 | F48729 | ICE, PORTABLE, CATERPILLAR, MODEL NO. 3412 TA, SERIAL NO. 3856598, DIESEL, FUEL, TURBOCHARGED, RATED AT 750 BHP DRIVING AN ELECTRICAL GENERATOR. | Diesel | Caterpillar | 3412 TA | 500 |  |  | 750 | VARIOUS LOCATIONS IN AQMD | LAKE FOREST | 92630 | PETERSON DON | (949) 4657310
2086 | SC | ARCADIA CITY OF WATER DIVISION | 396340 | 2002 | F48112 | ICE, CATERPILLAR, 12 CYLINDER, TURBOCHARGED, AFTERCOOLED, MODEL 3412 DITTA (500 KW), SERIAL NO. BPG00256, 746 BHP, DIESEL FUELED, DRIVING AN EMERGENCY ELECTRICAL GENERATOR. | Diesel | Caterpillar | 3412 DITTA | 500 | 500 |  |  | 230 N SECOND AVE | ARCADIA | 91006 | HOLCOMB BUD | (818) 3035583
2088 | SC | ARDEN REALTY/HOWARD HUGHES TOWER | 386648 | 2001 | F41735 | ICE, VALLEY DETROIT DIESEL ALLISON, DIESEL FUELED, EMERGENCY ELECTRICAL GENERATION, MODEL NO. 8163-7305, SERIAL NO. 16VF006550, 16 CYLINDERS, TURBOCHARGED, AFTERCOOLED, 940 BHP. | Diesel | Detroit Diesel | 8163-7305 | 626.6667 |  |  | 940 | 6701 CENTER DRIVE WEST | LOS ANGELES | 90045 | SMITH BILL | (310) 6651800
2089 | SC | AT & T WIRELESS | 390795 | 2001 | F46917 | ICE, CUMMINS, EMERGENCY ELECTRICAL GENERATION, MODEL NO. QSX15-G9, SERIAL NO. F010259477, DIESEL FUELED, SIX CYLINDERS, TURBOCHARGED, AND AFTERCOOLED, 755 BHP. | Diesel | Cummins | QSX15-G9 | 503.3333 |  |  | 755 | 301 N CRESCENT WAY | ANAHEIM | 92801 | WAY GARY | (213) 4000116
2090 | SC | AT & T WIRELESS | 390817 | 2001 | F46916 | ICE, CUMMINS, EMERGENCY ELECTRICAL GENERATION, MODEL NO. QSX15-G9, SERIAL NO. F010255383, DIESEL FUELED, SIX CYLINDERS, TURBOCHARGED, AND AFTERCOOLED, 755 BHP. | Diesel | Cummins | QSX15-G9 | 503.3333 |  |  | 755 | 301 N CRESCENT WAY | ANAHEIM | 92801 | WAY GARY | (213) 4000116
2091 | SC | AT&T CORP | 385405 | 2001 | F41023 | ICE, CATERPILLAR, EMERGENCY ELECTRICAL GENERATION, MODEL NO. 3508B DITA, DIESEL FUELED, EIGHT CYLINDERS, TURBOCHARGED AND AFTERCOOLED, 1480 BHP. | Diesel | Caterpillar | 3508B DITA | 986.6667 |  |  | 1480 | 417 W WARNER DR | SANTA ANA | 92707 | MOORE ADRIAN | (714) 5208750
2092 | SC | AT&T COMMUNICATIONS (SHERMAN OAKS) | 394664 | 2001 | F47686 | ICE, CATERPILLAR, MODEL NO. 3516 DITA (2000 KW), DIESEL FUELED, FOUR CYCLES, SIXTEEN CYLINDERS, TURBOCHARGED AND AFTERCOOLED, RATED AT 2847 BHP, DRIVING AN EMERGENCY ELECTRICAL GENERATOR. | Diesel | Caterpillar | 3516 DITA | 2000 | 2000 |  |  | 14800 VENTURA BLVD RM 202 | SHERMAN OAKS | 91403 | WALDEN BARBARA | (92 ) 2247488
2093 | SC | AUTOMATIC DATA PROCESSING (ADP) | 389770 | 2001 | F43858 | ICE, CATERPILLAR, MODEL NO. 3412, DIESEL FUELED, EMERGENCY ELECTRICAL GENERATOR, TURBOCHARGED, 1186 BHP. | Diesel | Caterpillar | 3412 | 790.6667 |  |  | 1186 | 7000 VILLAGE DR | BUENA PARK | 90621 | JENKINS SCOTT | (714) 6907021
2094 | SC | AUTOMOBILE CLUB OF SO CALIF | 398620 | 2002 | F50337 | ICE, DETROIT DIESEL, EMERGENCY ELECTRICAL GENERATION, MODEL NO. 16V92TA, SERIAL NO. 16VF013591, DIESEL FUELED, SIXTEEN CYLINDERS, TURBOCHARGED AND AFTERCOOLED, 1252 BHP. | Diesel | Detroit Diesel | 16V92TA | 834.6667 |  |  | 1252 | 3333 FAIRVIEW RD | COSTA MESA | 92626 | FALB RICK | (714) 8851551
2095 | SC | AUTOMOBILE CLUB OF SO CALIF | 398621 | 2002 | F50205 | ICE, #2, DETROIT DIESEL, EMERGENCY ELECTRICAL GENERATION, MODEL NO. 8163-7305, SERIAL NO. 16VF005428, DIESEL FUELED, SIXTEEN CYLINDERS, TURBOCHARGED AND AFTERCOOLED, 1050 BHP. | Diesel | Detroit Diesel | 8163-7305 | 700 |  |  | 1050 | 3333 FAIRVIEW RD | COSTA MESA | 92626 | FALB RICK | (714) 8851551
2096 | SC | AUTOMOBILE CLUB OF SO CALIF | 398622 | 2002 | F50204 | ICE, #1, DETROIT DIESEL, EMERGENCY ELECTRICAL GENERATION, MODEL NO. 8163-7305, SERIAL NO. 16VF005424, DIESEL FUELED, SIXTEEN CYLINDERS, TURBOCHARGED AND AFTERCOOLED, 1050 BHP. | Diesel | Detroit Diesel | 8163-7305 | 700 |  |  | 1050 | 3333 FAIRVIEW RD | COSTA MESA | 92626 | FALB RICK | (714) 8851551
2098 | SC | BAXTER HEALTHCARE CORP, I V SYSTEMS | 389727 | 2001 | F46706 | ICE, CUMMINS, MODEL NO. QST30-G5, DIESEL FUELED, SERIAL NO. AVP31141, TURBOCHARGED AND AFTERCOOLED, 1490 BHP, 12 CYLINDERS, DRIVING AN EMERGENCY ELECTRICAL GENERATOR. | Diesel | Cummins | QST30-G5 | 993.3333 |  |  | 1490 | 17511 ARMSTRONG AVE | IRVINE | 92614 | DESROSIER MATT | (949) 4746477
2101 | SC | BEVERLY HILLS CITY | 391352 | 2001 | F48229 | ICE, VOLVO, MODEL NO. TAD1232GE, SERIAL NO. IE9GF8223YR153425, PORTABLE, INTRA-FACILITY, DIESEL FUELED, TURBOCHARGED, & AIRCOOLED, 518 BHP, DRIVING AN EMERGENCY ELECTRICAL GENERATOR. | Diesel | Volvo | TAD1232GE | 345.3333 |  |  | 518 | 341 N FOOTHILL RD | BEVERLY HILLS | 90210 | BURNETT WALTER | (310) 2852485
2102 | SC | BIG BEAR AREA REGIONAL WASTEWATER | 396528 | 2002 | F49224 | ICE, WAUKESHA, MODEL NO. F3524GSI, NATURAL GAS FIRED, RICH BURN, TURBOCHARGED, AFTERCOOLED, 840 BHP, WITH A JOHNSON MATTHEY QZH90-14 CATALYTIC CONVERTER, WITH MIRATECH MEC200-1 AIR-TO-FUEL RATIO CONTROLLER, DRIVING AN ELECTRICAL GENERATOR. | Natural Gas | Waukesha | F3524GSI | 560 |  |  | 840 | 122 PALOMINO DR | BIG BEAR CITY | 92314 | SCHINCLER STEVEN | (909) 5855578
2103 | SC | CAL ST UNIV LA | 391466 | 2001 | F47028 | ICE, DETROIT DIESEL, MODEL NO. R123-7K35, DIESEL FUELED, 16 CYLINDERS, TURBOCHARGED, AFTERCOOLED, 1200 BHP, DRIVING AN EMERGENCY ELECTRICAL GENERATOR. | Diesel | Detroit Diesel | R123-7K35 | 800 |  |  | 1200 | 5151 STATE UNIVERSITY DR | LOS ANGELES | 90032 | FORD FRANK | (323) 3433546
2104 | SC | CAL ST UNIV, SAN BERNARDINO | 313600 | 1996 | F3049 | ICE, CATERPILLAR, 6 CYLINDERS, TURBOCHARGED, AFTERCOOLED, MODEL NO. 3406 DITA (400 KW), 587 BHP, DIESEL FUELED, DRIVING AN EMERGENCY ELECTRICAL GENERATOR. | Diesel | Caterpillar | 3406 DITA | 400 | 400 |  |  | 5500 UNIVERSITY PKY | SAN BERNARDINO | 92407 | ICHSAN TONY | (909) 8805179
2108 | SC | CALIFORNIA SCIENCE CENTER | 390895 | 2001 | F48545 | ICE, DETROIT DIESEL, MODEL NO. 7243-7406, SERIAL NO. 376127, DIESEL FUELED, TURBOCHARGED, 24-CYLINDER, 1474 BHP, DRIVING AN EMERGENCY ELECTRICAL GENERATOR. | Diesel | Detroit Diesel | 7243-7406 | 982.6667 |  |  | 1474 | 700 STATE DR | LOS ANGELES | 90037 | FRANCIS NATHAN | (213) 7442620
2112 | SC | CASTAIC LAKE WATER AGENCY, RIO VISTA WTP | 380888 | 2001 | F43809 | ICE, DETROIT DIESEL, EMERGENCY ELECTRICAL GENERATION, MODEL NO. 9163-7416, DIESEL-FUELED, SIXTEEN CYLINDERS, TURBOCHARGED AND INTERCOOLED, 2340 BHP. | Diesel | Detroit Diesel | 9163-7416 | 1560 |  |  | 2340 | 26401 N BOUQUET CYN RD | SANTA CLARITA | 91350 | ROWLEY PAUL | (661) 2971600
2113 | SC | CASTIAC LAKE WATER AGENCY | 380892 | 2001 | F43810 | ICE, DETROIT DIESEL, EMERGENCY ELECTRICAL GENERATION, MODEL NO. 9123-7306, DIESEL-FUELED, TWELVE CYLINDERS, TURBOCHARGED AND INTERCOOLED, 1550 BHP. | Diesel | Detroit Diesel | 9123-7306 | 1033.3333 |  |  | 1550 | 27234 N BOUQUET CANYON RD | SANTA CLARITA | 91350 | ROWLEY PAUL | (661) 2971600
2114 | SC | CBS BROADCASTING, INC | 395197 | 2002 | F48214 | INTERNAL COMBUSTION ENGINE, PORTABLE, DETROIT DIESEL, MODEL NO. 8123-7416 (12V-92TA), SERIAL NO. 336157, DIESEL FUELED, TWO CYCLES, TWELVE CYLINDERS, TURBOCHARGED AND AFTERCOOLED, RATED AT 947 BHP, DRIVING AN EMERGENCY ELECTRICAL GENERATOR. | Diesel | Detroit Diesel | 8123-7416 | 631.3333 |  |  | 947 | VARIOUS LOCATIONS | LOS ANGELES | 90036 | CHANCE JOEL | (323) 5752463
2115 | SC | CBS INC | 396927 | 2002 | F50567 | ICE, CATERPILLAR, MODEL NO. 3512B TA, SERIAL NO. CMC00194/6DW01147, DIESEL FUELED, TURBOCHARGED AND AFTERCOOLED, 12-CYLINDER, 2160 BHP, DRIVING AN EMERGENCY ELECTRICAL GENERATOR. | Diesel | Caterpillar | 3512B TA | 1440 |  |  | 2160 | 7800 Beverly Blvd. | LOS ANGELES | 90036 | CHANCE JOEL | (323) 5752463
2116 | SC | CCL CONTAINER | 388707 | 2001 | F42299 | ICE, CUMMINS, 16 CYLINDERS, TURBOCHARGED, AFTERCOOLED, MODEL NO. QSK60-G6 (2180 KW), 2922 BHP, DIESEL-FUELED, DRIVING AN EMERGENCY ELECTRICAL GENERATOR. | Diesel | Cummins | QSK60-G6 | 1948 |  |  | 2922 | 2501 W ROSECRANS | LOS ANGELES | 90059 | HARTMAN MARK | (310) 6354444
2117 | SC | CCL CONTAINER | 388710 | 2001 | F45590 | ICE, CUMMINS, EMERGENCY ELECTRICAL GENERATION, MODEL NO. KTA50-G9, DIESEL FUELED, SIXTEEN CYLINDERS, TURBOCHARGED AND AFTERCOOLED, 2220 BHP. | Diesel | Cummins | KTA50-G9 | 1480 |  |  | 2220 | 2501 W ROSECRANS | LOS ANGELES | 90059 | HARTMAN MARK | (310) 6354444
2118 | SC | CENDANT CORPORATION | 386637 | 2001 | F46274 | ICE, CUMMINS, EMERGENCY ELECTRICAL GENERATION, MODEL NO. QST30-G5, DIESEL FUELED, TWELVE CYLINDERS, TURBOCHARGED AND AFTERCOOLED, 1490 BHP. | Diesel | Cummins | QST30-G5 | 993.3333 |  |  | 1490 | 27271 LAS RAMBLAS | MISSION VIEJO | 92691 | FAZENDEN RICK | (949) 3672160
2119 | SC | CHINO VALLEY MEDICAL CENTER | 389414 | 2001 | F44015 | ICE, DETROIT DIESEL, 16 CYLINDERS, TURBOCHARGED AND AFTERCOOLED, MODEL 16V-92TA, 1232 BHP, DRIVING AN EMERGENCY ELECTRICAL GENERATOR. | Diesel | Detroit Diesel | 16V-92TA | 821.3333 |  |  | 1232 | 5451 WALNUT AVE | CHINO | 91710 | SERVICE JERRY | (909) 4648680
2120 | SC | CHINO VALLEY MEDICAL CENTER | 386036 | 2001 | F43890 | ICE, CUMMINS, DIESEL-FUELED, ELECTRICAL GENERATION, MODEL NTTAG-2, SERIAL NO. 4880151442, TURBOCHARGED, AFTERCOOLED, 6 CYLINDERS, 535 BHP. | Diesel | Cummins | NTTAG-2 | 356.6667 |  |  | 535 | 5451 WALNUT AVE | CHINO | 91710 | SERVICE JERRY | (909) 4648680
2121 | SC | CHINO VALLEY MEDICAL CENTER | 389413 | 2001 | F44014 | ICE, CATERPILLAR, 8 CYLINDERS, TURBOCHARGED AND AFTERCOOLED, MODEL 3508 DITA, SERIAL NO. 23Z04514, DRIVING AN EMERGENCY ELECTRICAL GENERATOR, 1060 BHP. | Diesel | Caterpillar | 3508 DITA | 706.6667 |  |  | 1060 | 5451 WALNUT AVE | CHINO | 91710 | SERVICE JERRY | (909) 4648680
2122 | SC | CINGULAR WIRELESS | 390844 | 2001 | F44528 | ICE, CATERPILLAR, EMERGENCY ELECTRICAL GENERATION, MODEL NO. 3456, DIESEL FUELED, SIX CYLINDERS, TURBOCHARGED AND AFTERCOOLED, 610 BHP. | Diesel | Caterpillar | 3456 | 406.6667 |  |  | 610 | 12 GODDARD AVE | IRVINE | 92618 | DOOLEY COLLEEN | (714) 7347408
2125 | SC | CITY OF COLTON, WATER DIVISION-RIALTO | 395651 | 2002 | F47871 | ICE, CUMMINS, MODEL NO. KTA19-G1, SERIAL NO. 37113743, DIESEL FUELED, FOUR CYCLES, SIX CYLINDERS, TURBOCHARGED AND AFTERCOOLED, RATED AT 560 BP, DRIVING AN EMERGENCY ELECTRICAL GENERATOR. | Diesel | Cummins | KTA19-G1 | 373.3333 |  |  | 560 | BELLEVIEW & MOSCOTT | SAN BERNARDINO | 92410 | MEDINA MIKE | (909) 3706111
2126 | SC | CITY OF CORONA - UTILITY SERVICES DEPT. | 398365 | 2002 | F49653 | ICE, DETROIT DIESEL, 6 CYLINDERS, TURBOCHARGED, AFTERCOOLED, MODEL 6063-HK35 (474 KW), SERIAL NO. 06R0670280, 635 BHP, DIESEL FUELED, DRIVING AN EMERGENCY ELECTRICAL GENERATOR. | Diesel | Detroit Diesel | 6063-HK35 | 474 | 474 |  |  | 1670 MONTANA RANCH RD | CORONA | 91720 | PARKS DAN | (909) 7362438
2127 | SC | CITY OF FULLERTON-LA PALMA PUMP STATION | 394755 | 2001 | F48395 | ICE, CUMMINS, MODEL NO. VTA28-G1, SERIAL NO. 37119948, TURBOCHARGED, AFTERCOOLED, 12 CYLINDERS, DIESEL FUELED, DRIVING AN EMERGENCY ELECTRICAL GENERATOR, 760 BHP. | Diesel | Cummins | VTA28-G1 | 506.6667 |  |  | 760 | 627 W LA PALMA | ANAHEIM | 92832 | SAMBRANO TONY | (714) 7386307
2128 | SC | CITY OF LAKEWOOD | 383463 | 2001 | F39675 | ICE, DETROIT DIESEL, EMERGENCY ELECTRICAL GENERATION, MODEL NO. R123-7K36, SERIAL NO. 5352000710, DIESEL FUELED, TURBOCHARGED, 1120 BHP. | Diesel | Detroit Diesel | R123-7K36 | 746.6667 |  |  | 1120 | 5812 ARBOR RD | LAKEWOOD | 90712 | MARLAR HAROLD | (562) 8669771
2129 | SC | CLARITY REALTY | 390070 | 2001 | F46498 | ICE, DETROIT DIESEL, MODEL NO. 8123-7305, SERIAL NO. 12VF2874, DIESEL FUELED, EMERGENCY ELECTRICAL GENERATION, 12 CYLINDERS, TUROBOCHARGED AND AFTERCOOLED, 740 BHP. | Diesel | Detroit Diesel | 8123-7305 | 493.3333 |  |  | 740 | 100 N CRESCENT DR | BEVERLY HILLS | 90210 | MURILLO OSCAR | (310) 2735387
2132 | SC | COUNTY OF ORANGE | 389587 | 2001 | F46570 | ICE, UNIT NO. 9628, CUMMINS, MODEL NO. KTA50-G1, SERIAL NO. 33114318, DIESEL FUELED, EMERGENCY ELECTRICAL GENERATOR DRIVER, TURBOCHARGED, AFTERCOOLED, 16 CYLINDERS, 1490 BHP. | Diesel | Cummins | KTA50-G1 | 993.3333 |  |  | 1490 | 400 CIVIC CENTER DRIVE WEST | SANTA ANA | 92701 | SWEINHART DON | (714) 5677734
2133 | SC | COUNTY OF ORANGE | 389588 | 2001 | F46571 | ICE, UNIT NO. 9382, CUMMINS, MODEL NO. KTA2300, SERIAL NO. 33100497, DIESEL FUELED, EMERGENCY ELECTRICLA GENERATOR DRIVER, TURBOCHARGED, AFTERCOOLED, 12 CYLINDERS, 1030 BHP. | Diesel | Cummins | KTA2300 | 686.6667 |  |  | 1030 | 10 CIVIC CENTER PLZ | SANTA ANA | 92701 | ZUHLKE B. | (714) 5677734
2134 | SC | COUNTY OF ORANGE | 389589 | 2001 | F46572 | ICE, CATERPILLAR, MODEL NO. 3508, DIESEL FUELED, EMERGENCY ELECTRICAL GENERATOR DRIVER, TURBOCHARGED, AFTERCOOLED, 8 CYLINDERS, 1486 BHP. | Diesel | Caterpillar | 3508 | 990.6667 |  |  | 1486 | 341 THE CITY DR | ORANGE | 92668 | SWEINHART DON | (714) 5677734
2135 | SC | CUCAMONGA COUNTY WATER DISTRICT | 387164 | 2001 | F40784 | ICE, CATERPILLAR, 12 CYLINDERS, TURBOCHARGED, AFTERCOOLED, MODEL NO. 3412 DISTA (800 KW), SERIAL NO. 1EZ01080, 1185 BHP, DIESEL-FUELED, DRIVING AN EMERGENCY ELECTRICAL GENERATOR. | Diesel | Caterpillar | 3412 DISTA | 800 | 800 |  |  | 5815 ETIWANDA AVE | RANCHO CUCAMONGA | 91739 | STOCKWELL GARY | (909) 8990060
2136 | SC | CUCAMONGA COUNTY WATER DISTRICT | 387165 | 2001 | F42333 | ICE, CATERPILLAR, 12 CYLINDERS, TURBOCHARGED, AFTERCOLLED, MODEL NO. 3412 DISTA (800 KW), SERIAL NO. 1EZ01077, 1185 BHP, DIESEL-FUELED, DRIVING AN EMERGENCY ELECTRICAL GENERATOR. | Diesel | Caterpillar | 3412 DISTA | 800 | 800 |  |  | 6191 AMETHYST ST | RANCHO CUCAMONGA | 91730 | STOCKWELL GARY | (909) 8990060
2137 | SC | CUCAMONGA COUNTY WATER DISTRICT | 389990 | 2001 | F44233 | ICE, CATERPILLAR, MODEL NO. 3412 DISTA (800 KW), SERIAL NO. 2WJ01166, 12 CYLINDERS, DIESEL FUELED, TURBOCHARGED, AFTERCOOLED, 1185 BHP DRIVING AN EMERGENCY ELECTRICAL GENERATOR. | Diesel | Caterpillar | 3412 DISTA | 800 | 800 |  |  | VARIOUS LOCATIONS IN SCAQMD | RANCHO CUCAMONGA | 91729 | STOCKWELL GARY | (909) 8990060
2138 | SC | CUCAMONGA COUNTY WATER DISTRICT | 389991 | 2001 | F44232 | ICE, CATERPILLAR, MODEL NO. 3412 DITTA (600 KW), SERIAL NO. 81Z21962, 12 CYLINDERS, DIESEL FUELED, TURBOCHARGED, AFTERCOOLED, 890 BHP, DRIVING EMERGENCY ELECTRICAL GENERATOR. | Diesel | Caterpillar | 3412 DITTA | 600 | 600 |  |  | VARIOUS LOCATIONS IN SCAQMD | RANCHO CUCAMONGA | 91729 | STOCKWELL GARY | (909) 8990060
2139 | SC | CUCAMONGA COUNTY WATER DISTRICT | 394424 | 2001 | F49011 | ICE, PORTWABLE, CATERPILLAR, MODEL NO. 3412 DITTA, SIERLA NO. BPG00287, DIESEL FUELED, FOUR CYCLES, TWELVE CYLINDERS, TURBOCHARGED AND AFTERCOOLED, RATED AT 896 BHP, DRIVING AN EMERGENCY ELECTRICAL GENERATOR. | Diesel | Caterpillar | 3412 DITTA | 597.3333 |  |  | 896 | VARIOUS LOCATIONS IN SCAQMD | RANCHO CUCAMONGA | 91729 | STOCKWELL GARY | (909) 8990060
2140 | SC | CULVER CITY, CITY OF | 391627 | 2001 | F45177 | ICE, CATERPILLAR, MODEL 3406C DITA, S/N 4ZR03921, LEAN BURN, TURBOCHARGED AND AFTERCOOLED, 519 BHP, DIESEL FUELED, DRIVING A 350 KW EMERGENCY ELECTRICALGENERATOR. | Diesel | Caterpillar | 3406C DITA | 350 | 350 |  |  | 9815 JEFFERSON BLVD | CULVER CITY | 90232 | WINNETT DAVE | (310) 2536525
2171 | SC | DEFENSE CONTRACT MGMT DISTRICT | 353171 | 1999 | F44701 | ICE, DETROIT DIESEL, 8 CYLINDERS, TURBOCHARGED AND AFTERCOOLED, MODEL 8083-7416, SERIAL NO. 8VF170899, 643 BHP, DIESEL-FUELED, DRIVING AN EMERGENCY ELECTRIC GENERATOR. | Diesel | Detroit Diesel | 8083-7416 | 428.6667 |  |  | 643 | 18901 S WILMINGTON | CARSON | 90746 | WAGNER AUTO | (310) 9006147
2172 | SC | DIRECTV | 376494 | 2000 | F46475 | ICE, EMERGENCY POWER, 12 CYLINDERS, DIESEL FUEL, CATERPILLAR, MODEL 3412 DITTA, WITH AFTERCOOLER, TURBOCHARGER, 746 BHP. | Diesel | Caterpillar | 3412 DITTA | 497.3333 |  |  | 746 | 2230 E IMPERIAL HWY | EL SEGUNDO | 90245 | IKIRI TAZU | (310) 5355040
2173 | SC | DISNEYLAND RESORT | 344899 | 1998 | F19356 | ICE, EMERGENCY POWER, CATERPILLAR, MODEL G3516SITA, NATURAL GAS, LEAN BURN, WITH TURBOCHARGER AND AFTERCOOLER, 1482 BHP. | Natural Gas | Caterpillar | G3516 SITA | 988 |  |  | 1482 | 1313 S HARBOR BLVD | ANAHEIM | 92802 | PARK THEME | (714) 7814504
2175 | SC | DOUGLAS EMMETT & CO | 383384 | 2001 | F39482 | ICE, CATERPILLAR, EMERGENCY ELECTRICAL GENERATION, MODEL NO. 3412, SERIAL NO. 81203613, DIESEL FUELED, TWELVE CYLINDERS, TURBOCHARGED AND AFTERCOOLED, 770 BHP. | Diesel | Caterpillar | 3412 | 513.3333 |  |  | 770 | 12400 WILSHIRE BLVD STE 280 | LOS ANGELES | 90025 | KALTNER MARIA | (310) 8262587
2176 | SC | DOUGLAS FURNITURE OF CALIFORNIA LLC | 386100 | 2001 | F39867 | ICE, VOLVO, EMERGENCY ELECTRICAL GENERATION, MODEL NO. TAD1232 GE, SERIAL NO. 1011018, DIESEL FUELED, TURBOCHARGED AND AFTERCOOLED, 518 BHP. | Diesel | Volvo | TAD1232GE | 345.3333 |  |  | 518 | 4000 Redondo Beach Ave. | REDONDO BEACH | 90278 | ZNAMIEC MARK | (310) 6437200
2177 | SC | DOUGLAS FURNITURE OF CALIFORNIA LLC | 386101 | 2001 | F39868 | ICE, VOLVO, EMERGENCY ELECTRICAL GENERATION, MODEL NO. TAD1631 GE, SERIAL NO. 101A027, DIESEL FUELED, TURBOCHARGED AND AFTERCOOLED, 730 BHP. | Diesel | Volvo | TAD1631GE | 486.6667 |  |  | 730 | 4000 Redondo Beach Ave. | REDONDO BEACH | 90278 | ZNAMIEC MARK | (310) 6437200
2178 | SC | DOUGLAS PRODUCTS DIVISION | 387822 | 2001 | F41152 | ICE, EMERGENCY POWER, SERIAL NO. E010244459, DIESEL FUELED, CUMMINS, MODEL B5.9-C, MODEL N14-G2, WITH TURBOCHARGER, 535 BHP. | Diesel | Cummins | N14-G2 | 356.6667 |  |  | 535 | 3855 LAKEWOOD & 2401 WARDLOW R | LONG BEACH | 90846 | BINDER MICHAEL | (562) 5933709
2179 | SC | DOUGLAS, EMMETT & COMPANY | 383706 | 2001 | F39471 | ICE, CATERPILLAR, EMERGENCY ELECTRICAL GENERATION, MODEL NO. 3412DIT, SERIAL NO. 81Z02839, DIESEL FUELED, TURBOCHARGED AND AFTERCOOLED, 749 BHP. | Diesel | Caterpillar | 3412 DIT | 499.3333 |  |  | 749 | 15260 VENTURA BLVD #1100 | SHERMAN OAKS | 91403 | BACA MICHAEL | (818) 9811100
2180 | SC | DRS TECHNOLOGIES INC | 391236 | 2001 | F46175 | ICE, DETROIT DIESEL, 12 CYLINDERS, TURBOCHARGED, AFTERCOOLED, MODEL NO. 12V-92TA, 830 BHP, DIESEL-FIRED, DRIVING AN EMERGENCY ELECTRICAL GENERATOR. | Diesel | Detroit Diesel | 12V-92TA | 553.3333 |  |  | 830 | 3330-3400 E MIRALOMA AVE | ANAHEIM | 92806 | ROSS BARBARA | (714) 7623212
2181 | SC | E ENTERTAINMENT TELEVISION NETWORK INC. | 398489 | 2002 | F49696 | ICE, CATERPILLAR, 12 CYLINDERS, TURBOCHARGED, AFTERCOOLED, MODEL 3412 DITTA (600 KW), SERIAL NO. 81Z24248, 896 BHP, DIESEL FUELED, DRIVING AN EMERGENCY ELECTRICLA GENERATOR. | Diesel | Caterpillar | 3412 DITTA | 600 | 600 |  |  | 5700 WILSHIRE BLVD | LOS ANGELES | 90036 | ANDERSON KEN | (323) 9542575
2182 | SC | EASTERN MUNICIPAL WATER DIST | 357661 | 1999 | F47277 | ICE, WAUKESHA, NATURAL GAS FIRED MODEL #P9390GL, SERIAL NO. C1037912, TURBOCHARGED, WATER CONNECTED COOLING, SIXTEEN CYLINDERS, FOUR CYCLE 2200 BHP, LEAN BURN, PRECHAMBER DESIGN, WITH AN OXIDATION CATALYTIC MUFFLER, DRIVING A 1540 KW EMERGENCY ELECTRICAL GENERATOR. | Natural Gas | Waukesha | P9390GL | 1540 | 1540 |  |  | 1301 CASE RD | PERRIS | 92570 | NOBLE AMANDA | (909) 9283777
2183 | SC | EASTERN MUNICIPAL WATER DIST | 357663 | 1999 | F47276 | ICE, WAUKESHA, NATURAL GAS FIRED MODEL #P9390GL, SERIAL NO. C1037911, TURBOCHARGED, WATER CONNECTED COOLING, SIXTEEN CYLINDERS, FOUR CYCLE 2200 BHP, LEAN BURN, PRECHAMBER DESIGN, WITH AN OXIDATION CATALYTIC MUFFLER, DRIVING A 1540 KW EMERGENCY ELECTRICAL GENERATOR. | Natural Gas | Waukesha | P9390GL | 1540 | 1540 |  |  | 1301 CASE RD | PERRIS | 92570 | NOBLE AMANDA | (909) 9283777
2184 | SC | EDCO USA LLC, ATT CENTER | 398468 | 2002 | F50031 | ICE, VOLVO, EMERGENCY ELECTRICAL GENERATION, MODEL NO. TAD1631GE, DIESEL FUELED, SIX CYLINDERS, TURBOCHARGED AND AFTERCOOLED, 713 BHP. | Diesel | Volvo | TAD1631GE | 475.3333 |  |  | 713 | 611 W 6 TH ST #600 | LOS ANGELES | 90017 | KEINMAN MARTY | (213) 4899388
2185 | SC | EISENHOWER MEDICAL CENTER | 397524 | 2002 | F49352 | ICE, NO. 1, CATERPILLAR, MODEL NO. 3516 DITA, DIESEL FUEL, SIXTEEN CYLINDERS, TURBOCHARGED AND AFTERCOOLED, RATED AT 2847 BHP DRIVING AN EMERGENCY ELECTRICAL GENERATOR. | Diesel | Caterpillar | 3516 DITA | 1898 |  |  | 2847 | 39000 Bob Hope Dr. | RANCHO MIRAGE | 92270 | TOURKAMAN ALI A | (760) 7731273
2186 | SC | EISENHOWER MEDICAL CENTER | 397525 | 2002 | F49353 | ICE, NO. 2, CATERPILLAR, MODEL NO. 3516 DITA, DIESEL FUEL, SIXTEEN CYLINDERS, TURBOCHARGED AND AFTERCOOLED, RATED AT 2847 BHP, DRIVING AN EMERGENCY ELECTRICAL GENERATOR. | Diesel | Caterpillar | 3516 DITA | 1898 |  |  | 2847 | 39000 Bob Hope Dr. | RANCHO MIRAGE | 92270 | TOURKAMAN ALI A | (760) 7731273
2187 | SC | ELSINORE VALLEY MUNICIPAL WATER DISTRICT | 386225 | 2001 | F40712 | ICE, CATERPILLAR, MODEL NO. 3412 DISTA (750 KW), DIESEL FUEL, 12 CYLINDERS, TURBOCHARGED AND AFTERCOOLED, RATED AT 1109 BHP, DRIVING AN EMERGENCY ELECTRICAL GENERATOR. | Diesel | Caterpillar | 3412 DISTA | 750 | 750 |  |  | 31315 CHANEY ST | LAKE ELSINORE | 92531 | EICH THEODORE P | (909) 6743146
2188 | SC | ELSINORE VALLEY MUNICIPAL WATER DISTRICT | 386226 | 2001 | F40725 | ICE, CATERPILLAR, MODEL NO. 3512 DITA (1250 KW), DIESEL FUEL, 12 CYLINDERS, TURBOCHARGED AND AFTERCOOLED, RATED AT 1801 BHP, DRIVING AN EMERGENCY ELECTRICAL GENERATOR. | Diesel | Caterpillar | 3512 DITA | 1250 | 1250 |  |  | 31315 CHANEY ST | LAKE ELSINORE | 92530 | EICH TED | (909) 6743146
2191 | SC | ENCINO PLAZA, DOUGLAS EMMETT REALTY FUND | 382977 | 2001 | F40057 | ICE, CATERPILLAR, MODEL NO. 3406B DITA, 350 KW, DIESEL FUELED, EMERGENCY ELECTRICAL GENERATION, 8 CYLINDERS, TURBOCHARGED AND AFTERCOOLED, 519 BHP. | Diesel | Caterpillar | 3406B DITA | 350 | 350 |  |  | 15910 VENTURA BLVD | ENCINO | 91436 | DE FEVERE KATHERINE | (818) 7281900
2192 | SC | ENFRASTRUCTURE, INC. | 396690 | 2002 | F48384 | INTERNAL COMBUSTION ENGINE, CUMMINS, 16 CYLINDERS, TURBOCHARGED, AFTERCOOLED, MODEL KTA50-G9 (1500 KW), SERIAL NO. 1000151900, 2220 BHP, DIESEL FUELED, DRIVING AN EMERGENCY ELECTRICAL GENERATOR. | Diesel | Cummins | KTA50-G9 | 1500 | 1500 |  |  | 65 & 75 ENTERPRISE RD | ALISO VIEJO | 92656 | SIMMONS MICHAEL | (949) 3895840
2193 | SC | EOP, LLC, A DELAWARE LLC | 392993 | 2001 | F48322 | INTERNAL COMBUSTION ENGINE, KOHLER, DIESEL-FUELED, EMERGENCY ELECTRICAL GENERATION, MODEL 400, SERIAL NO. 189621, TURBOCHARGED, AFTERCOOLED, 6 CYLINDERS, 600 BHP. | Diesel | Kohler | 400 | 400 |  |  | 600 | 18881 VON KARMAN AVE | IRVINE | 92612 | WILES MARVIN | (949) 8332133
2194 | SC | EQUINIX L A | 372704 | 2000 | F34163 | ICE, NO. 2, CATERPILLAR, MODEL NO. 3512B, DIESEL FUELED, EMERGENCY ELECTRICAL GENERATOR, TURBOCHARGED AND AFTERCOOLED, 2172 BHP. | Diesel | Caterpillar | 3512B | 1448 |  |  | 2172 | 600 W 7TH ST | LOS ANGELES | 90017 | SEYMOUR JOSEPH | (213) 2707401
2195 | SC | EQUINIX L A | 372705 | 2000 | F34164 | ICE, NO. 3, CATERPILLAR, MODEL NO. 3512B, DIESEL FUELED, EMERGENCY ELECTRICAL GENERATOR, TURBOCHARGED AND AFTERCOOLED, 2172 BHP. | Diesel | Caterpillar | 3512B | 1448 |  |  | 2172 | 600 W 7TH ST | LOS ANGELES | 90017 | SEYMOUR JOSEPH | (213) 2707401
2196 | SC | EQUINIX L A | 372703 | 2000 | F43887 | ICE, NO. 1, CATERPILLAR, MODEL NO. 3512B, DIESEL FUELED, EMERGENCY ELECTRICAL GENERATOR, TURBOCHARGED AND AFTERCOOLED, 2172 BHP. | Diesel | Caterpillar | 3512B | 1448 |  |  | 2172 | 600 W 7TH ST | LOS ANGELES | 90017 | SEYMOUR JOSEPH | (213) 2707401
2197 | SC | EQUITABLE PLAZA, LLC | 366621 | 2000 | F42883 | ICE, CATERPILLAR, MODEL NO. 3508TA, DIESEL FUELED, DRIVING AN EMERGENCY ELECTRIC GENERATOR, TURBOCHARGED, AFTERCOOLED, 8 CYLINDERS, 1196 BHP. | Diesel | Caterpillar | 3508TA | 797.3333 |  |  | 1196 | 3435 WILSHIRE BLVD SUITE 2700 | LOS ANGELES | 90010 | LEE KENNETH | (213) 3833435
2198 | SC | ERNST & YOUNG | 396284 | 2002 | F49674 | ICE, NO. 2, CATERPILLAR, MODEL NO. 3508, SERIAL NO. 23Z00856, DIESEL FUELED, FOUR CYCLES, EIGHT CYLINDERS, TURBOCHARGED AND AFTERCOOLED, RATED AT 1106 BHP, DRIVING AN EMERGENCY ELECTRICAL GENERATOR. | Diesel | Caterpillar | 3508 | 737.3333 |  |  | 1106 | 725 S FIGUEROA ST | LOS ANGELES | 90017 | ADAMS PATRICK M. | (213) 9557170
2199 | SC | ERNST & YOUNG | 396283 | 2002 | F49690 | ICE, NO. 1, CATERPILLAR, MODEL NO. 3512, SERIAL NO. 24Z01166, DIESEL FUELED, FOUR CYCLES, TWELVE CYLINDERS, TURBOCHARGED, AND AFTERCOOLED, RATED AT 1482 BHP, DRIVING AN EMERGNECY ELECTRICAL GENERATOR. | Diesel | Caterpillar | 3512 | 988 |  |  | 1482 | 725 S FIGUEROA ST | LOS ANGELES | 90017 | ADAMS PATRICK M. | (213) 9557170
2200 | SC | ERNST & YOUNG | 396285 | 2002 | F49675 | ICE, NO. 3, CATERPILLAR, MODEL NO. 3508, SERIAL NO. 23Z00858, DIESEL FUELED, FOUR CYCLES, EIGHT CYLINDERS, TURBOCHARGED AND AFTERCOOLED, RATED AT 1106 BHP, DRIVING AN EMERGENCY ELECTRICAL GENERATOR. | Diesel | Caterpillar | 3508 | 737.3333 |  |  | 1106 | 725 S FIGUEROA ST | LOS ANGELES | 90017 | ADAMS PATRICK M. | (213) 9557170
2201 | SC | ERNST & YOUNG | 396286 | 2002 | F49691 | ICE, NO. 5, CATERPILLAR, MODEL NO. 3408, SERIAL NO. 78Z01418, DIESEL FUELED, FOUR CYCLES, EIGHT CYLINDERS, TURBOCHARGED AND AFTERCOOLED, RATED AT 600 BHP, DRIVING AN EMERGENCY ELECTRICAL GENERATOR. | Diesel | Caterpillar | 3408 | 400 |  |  | 600 | 725 S FIGUEROA ST | LOS ANGELES | 90017 | ADAMS PATRICK M. | (213) 9557170
2202 | SC | EXPERIAN INFORMATION SOLUTIONS INC | 387219 | 2001 | F43011 | ICE, DETROIT DIESEL, 16 CYLINDERS, TURBOCHARGED, AFTERCOOLED, MODEL NO. R163-7K35 (895 KW), 1200 BHP, DRIVING AN EMERGENCY ELECTRICAL GENERATOR. | Diesel | Detroit Diesel | R163-7K35 | 895 | 895 |  |  | 475 ANTON BLVD | COSTA MESA | 92626 | TIEMAN RUSSELL | (714) 3857000
2203 | SC | EXPLORER INSURANCE CO, ICW, VALENCIA L.P | 388044 | 2001 | F41289 | ICE, VOLVO, EMERGENCY ELECTRICAL GENERATION, MODEL NO. TAD1631GE, DIESEL FUELED, TURBOCHARGED AND AFTERCOOLED, 730 BHP. | Diesel | Volvo | TAD1631GE | 486.6667 |  |  | 730 | 28490 AVE STANFORD | VALENCIA | 91355 | PENA MIGUEL | (800) 7888984
2204 | SC | FFF ENTERPRISES | 389210 | 2001 | F42838 | ICE DETROIT DIESEL, EMERGENCY ELECTRICAL GENERATION, MODEL NO. 860, DIESEL FUELED, SIX CYLINDERS, TURBOCHARGED, 550 BHP. | Diesel | Detroit Diesel |  | 366.6667 |  |  | 550 | 41093 COUNTY CENTER DR | TEMECULA | 92591 | BUCK PETER | (909) 2962500
2205 | SC | FINANCIAL STATEMENT SERVICES INC | 392290 | 2001 | F45551 | ICE, CATERPILLAR, 12 CYLINDERS, TURBOCHARGED, AFTERCOOLED, MODEL NO. 3412 DISTA (800KW), SERIAL NO. BLG00281, 1185 BHP, DIESEL FUELED, DRIVING AN EMERGENCY ELECTRICAL GENERATOR. | Diesel | Caterpillar | 3412 DISTA | 800 | 800 |  |  | 3300 S FAIRVIEW | SANTA ANA | 92704 | PEREZ HENRY | (714) 4363391
2206 | SC | FISERV SOLUTIONS INC | 398507 | 2002 | F50048 | ICE, VOLVO PENTA, MODEL NO. TAD1631G, SERIAL NO. 2160035457, DIESEL FUELED, SIX CYLINDERS, TURBOCHARGED AND AFTERCOOLED, RATED AT 748 BHP, DRIVING AN EMERGENCY ELECTRICAL GENERATOR. | Diesel | Volvo | TAD1631G | 498.6667 |  |  | 748 | 20660 BAHAMA ST | CHATSWORTH | 91311 | DELGADO MARIO | (909) 5916992
2207 | SC | FISHER PRINTING INC, CIRCULAR SPECIALIST | 394756 | 2001 | F48402 | ICE, CUMMINS, 6 CYLINDERS, TURBOCHARGED, AFTERCOOLED, MODEL NO. QSX15-G9, 755 BHP, DIESEL FUELED, DRIVING AN EMERGENCY ELECTRICAL GENERATOR. | Diesel | Cummins | QSX15-G9 | 503.3333 |  |  | 755 | 2257 N PACIFIC ST | ORANGE | 92865 | JONES GARY | (714) 9989200
2208 | SC | FNF CONSTRUCTION | 381027 | 2001 | F43555 | ICE, CATERPILLAR, MODEL NO. 3G3516, SERIAL NO. 5YA00822, PROPANE, TURBOCHARGED, 1085 HP, DRIVING A PORTABLE ELECTRICAL GENERATOR. | Propane | Caterpillar | 3G3516 | 723.3333 |  |  | 1085 | VARIOUS LOCATIONS | LOS ANGELES | 90008 | STOUT DON | (480) 7842910
2209 | SC | FONTANA PAPER MILLS INC | 386052 | 2001 | F43784 | ICE, EMERGENCY POWER, DIESEL FUEL, DETROIT DIESEL, MODEL R163-7K6, 1495 BHP. | Diesel | Detroit Diesel | R163-7K6 | 996.6667 |  |  | 1495 | 13733 VALLEY BLVD | FONTANA | 92335 | THAGARD GEORGE | (909) 8234100
2210 | SC | FOOTHILL TRANSIT | 397984 | 2002 | F49523 | ICE, CATERPILLAR, 12 CYLINDERS, TURBOCHARGED, AFTERCOOLED, MODEL NO. 3412C DITA (500 KW), SERIAL NO. BCW00391, 748 BHP, DIESEL-FUELED, DRIVING AN EMERGENCY ELECTRICAL GENERATOR. | Diesel | Caterpillar | 3412C DITA | 500 | 500 |  |  | 200 S EAST END | POMONA | 91766 | DING DENIS | (562) 4932804
2211 | SC | FOUR POINTS HOTEL | 383976 | 2001 | F40235 | ICE, CUMMINS, 6 CYLINDERS, TURBOCHARGED, AFTERCOOLED, MODEL NO. N14-G2 (399 KW), 535 BHP, DIESEL-FUELED, DRIVING AN EMERGENCY ELECTRICAL GENERATOR. | Diesel | Cummins | N14-G2 | 356.6667 |  |  | 535 | 9750 AIRPORT BLVD | LOS ANGELES | 90045 | CUEVA ROLANDO | (310) 6497015
2212 | SC | FOX TELEVISION STATIONS, INC | 384762 | 2001 | F39191 | ICE, CUMMINS, EMERGENCY ELECTRICAL GENERATION, MODEL NO. KTTA50-G2, DIESEL FUELED, SIXTEEN CYLINDERS, TURBOCHARGED AND AFTERCOOLED, 2220 BHP. | Diesel | Cummins | KTTA50-G2 | 1480 |  |  | 2220 | 1999 BUNDY DR | LOS ANGELES | 90035 | RUIZ SERGIO | (310) 5842161
2213 | SC | FRITZ CO INC | 396878 | 2002 | F49758 | ICE, CATERPILLAR, MODEL NO. 3412 DITA JW, SERIAL NO. 5NA10659, TURBOCHARGED, AFTERCOOLED, DIESEL FUELED, RATED AT 718 BHP, DRIVING AN EMERGENCY ELECTRICAL GENERATOR. | Diesel | Caterpillar | 3412 DITA | 478.6667 |  |  | 718 | 771 WATSON CENTER RD | CARSON | 90745 | PEARSON NANNETTE | (310) 8169633
2214 | SC | FRUIT GROWERS SUPPLY CO | 385482 | 2001 | F44636 | ICE, EMERGENCY POWER, DIESEL FUEL, CUMMINS, MODEL KTA50-G9, 16 CYLINDER, TURBOCHARGED, AFTERCOOLED, 2220 BHP. | Diesel | Cummins | KTA50-G9 | 1480 |  |  | 2220 | 225 S WINEVILLE RD | ONTARIO | 91761 | DEERING TOM | (909) 3900190
2215 | SC | FRY STEEL CO CORP | 391118 | 2001 | F44445 | ICE, CATERPILLAR, 12 CYLINDERS, TURBOCHARGED, AFTERCOOLED, MODEL NO. 3412 DISTA (750 KW), 1114 BHP, DIESEL-FUELED, DRIVING AN EMERGENCY ELECTRICAL GENERATOR. | Diesel | Caterpillar | 3412 DISTA | 750 | 750 |  |  | 13325 MOLETTE ST | SANTA FE SPRINGS | 90650 | REED LARRY | (562) 8022721
2216 | SC | GENERAL GROWTH PROPERTIES | 393527 | 2001 | F49383 | ICE, CATERPILLAR, MODEL NO. 3412, SERIAL NO. 2WJ00201, DIESEL FUELED, EMERGENCY ELECTRICAL GENERATOR, 12 CYLINDERS, TURBOCHARGED AND AFTERCOOLED, 1109 BHP. | Diesel | Caterpillar | 3412 | 739.3333 |  |  | 1109 | 9301 TAMPA AVE | NORTHRIDGE | 91324 | TOMASELLA TONY | (818) 8859700
2217 | SC | GLENDALE ADVENTIST MEDICAL CENTER | 214153 | 1989 | D29676 | INTERNAL COMBUSTION ENGINE, DETROIT DIESEL, DIESEL-FUELED, EMERGENCY ELECTRICAL GENERATION, MODEL 12V-71T, SERIAL NO. 12VA042259, TURBOCHARGED, 12 CYLINDERS, 455 BHP | Diesel | Detroit Diesel | 12V-71T | 303.3333 |  |  | 455 | 801 S CHEVY CHASE DR | GLENDALE | 91205 | DOMKE GENE | (818) 4098051
2218 | SC | GLENDALE CITY CENTER | 395278 | 2002 | F48771 | ICE, CATERPILLAR, MODEL NO. 3512, DIESEL FUELED EMERGENCY ELECTRICAL GENERATION, TURBOCHARGED, AFTERCOOLED, 12 CYLINDERS, 1575 BHP. | Diesel | Caterpillar | 3512 | 1050 |  |  | 1575 | 101 N BRAND 1630 | GLENDALE | 91203 | HEATH BRAD | (818) 5475488
2219 | SC | GREATER LA WORLD TRADE CENTER | 207773 | 1989 | D25279 | ICE, CATERPILLAR, DIESEL-FUELED, EMERGENCY ELECTRICAL GENERATION, MODEL 3508, SERIAL NO. 23Z01646, TURBOCHARGED, INTERCOOLED, 8 CYLINDERS, 1196 BHP. | Diesel | Caterpillar | 3508 | 797.3333 |  |  | 1196 | 1 WORLD TRADE CENTER #1820 | LONG BEACH | 90831 | EDWARDS DAVE | (310) 7958052
2220 | SC | HOLIDAY INN | 389786 | 2001 | F44031 | ICE, CUMMINS, 6 CYLINDERS, TURBOCHARGED, AFTERCOOLED, MODEL NO. KTA19-G3 (511 KW), SERIAL NO. J000159994, 685 BHP, DIESEL-FUELED, DRIVING AN EMERGENCY ELECTRICAL GENERATOR. | Diesel | Cummins | KTA19-G3 | 511 | 511 |  |  | 1915 S MANCHESTER | ANAHEIM | 92802 | OLSEN KRIS | (949) 4742001
2221 | SC | HOLLYWOOD & HIGHLAND | 388653 | 2001 | F48290 | ICE, CATERPILLAR, EMERGENCY ELECTRICAL GENERATION, MODEL NO. 3512B DITA, SERIAL NO. 8RM00562, DIESEL FUELED, TWELVE CYLINDERS, TURBOCHARGED AND AFTERCOOLED, 1807 BHP. | Diesel | Caterpillar | 3512B DITA | 1204.6667 |  |  | 1807 | 6801 HOLLYWOOD BLVD | HOLLYWOOD | 90028 | DENNIS KEVIN | (323) 9937700
2222 | SC | HOLLYWOOD & HIGHLAND | 388654 | 2001 | F48291 | ICE, CATERPILLAR, EMERGENCY ELECTRICAL GENERATION, MODEL NO. 3512B DITA, SERIAL NO. 8RM00561, DIESEL FUELED, TWELVE CYLINDERS, TURBOCHARGED AND AFTERCOOLED, 1807 BHP. | Diesel | Caterpillar | 3512B DITA | 1204.6667 |  |  | 1807 | 6801 HOLLYWOOD BLVD | HOLLYWOOD | 90028 | DENNIS KEVIN | (323) 9937700
2223 | SC | HYATT GRAND CHAMPIONS RESORT | 387055 | 2001 | F40681 | ICE, CATERPILLAR, EMERGENCY ELECTRICAL GENERATION, MODEL NO. 3512B, SERIAL NO. 16Z00461, TWELVE CYLINDERS, DIESEL FUELED, TURBOCHARGED AND AFTERCOOLED, 2172 BHP. | Diesel | Caterpillar | 3512B | 1448 |  |  | 2172 | 44-600 INDIAN WELLS LN | INDIAN WELLS | 92210 | BRITTAN JAKE | (760) 3411000
2224 | SC | IMPERIAL PROMENADE & ASSOC. LLC | 390453 | 2001 | F45446 | ICE, NO. 1, CUMMINS, MODEL NO. QSX15-G9, DIESEL FUEL, SIX CYLINDERS, FOUR CYCLE, TURBOCHARGED, AND AFTERCOOLED, RATED AT 755 BHP DRIVING AN EMERGENCY ELECTRICAL GENERATOR. | Diesel | Cummins | QSX15-G9 | 503.3333 |  |  | 755 | 142 MACARTHUR PL | SANTA ANA | 92707 | OLSON PHIL | (714) 5465600
2225 | SC | IMPERIAL PROMENADE & ASSOC. LLC | 390454 | 2001 | F45447 | ICE, NO. 2, CUMMINS, MODEL NO. QSX15-G9, DIESEL FUEL, SIX CYLINDERS, FOUR CYCLE, TURBOCHARGED, AND AFTERCOOLED, RATED AT 755 BHP DRIVING AN EMERGENCY ELECTRICAL GENERATOR. | Diesel | Cummins | QSX15-G9 | 503.3333 |  |  | 755 | 142 MACARTHUR PL | SANTA ANA | 92707 | OLSON PHIL | (714) 5465600
2229 | SC | INGRAM MICRO | 383488 | 2001 | F38616 | ICE, CUMMINS, EMERGENCY ELECTRICAL GENERATION, MODEL NO. KTA50-G2, DIESEL FUELED, 16 CYLINDERS, TURBOCHARGED AND AFTERCOOLED, 1620 BHP. | Diesel | Cummins | KTA50-G2 | 1080 |  |  | 1620 | 1610 -1700 E ST ANDREW PL | SANTA ANA | 92705 | PARQUE DAVID | (714) 3821242
2231 | SC | INGRAM MICRO, INC. | 398341 | 2002 | F49636 | ICE, CUMMINS, 12 CYLINDERS, TURBOCHARGED, AFTERCOOLED, MODEL QST30-G5 (1112 KW), SERIAL NO. 37199162, 1490 BHP, DIESEL FUELED, DRIVING AN EMERGENCY ELECTRICAL GENERATOR | Diesel | Cummins | QST30-G5 | 1112 | 1112 |  |  | 12510 MICRO DR | MIRA LOMA | 91752 | OSMOND MIKE | (714) 8821242
2232 | SC | INLAND EMPIRE UTL AGEN, A MUN WATER DIS | 254827 | 1991 | D42804 | INTERNAL COMBUSTION ENGINE, CATERPILLAR, MODEL 3412TA, SERIAL NO. 81Z12142, DIESEL OIL FIRED, 890 BHP, 12 CYLINDERS, TURBOCHARGED, AFTERCOOLED, DRIVING AN EMERGENCY ELECTRICAL GENERATOR. | Diesel | Caterpillar | 3412TA | 593.3333 |  |  | 890 | 16400 EL PRADO | CHINO | 91710 | DRURY DOUGLAS | (909) 9474131
2233 | SC | INLAND EMPIRE UTL AGEN, A MUN WATER DIST | 385862 | 2001 | F40561 | ICE, WAUKESHA, MODEL NO. VH-3600GSI, NATURAL GAS FIRED, RICH BURN, 738 BHP, TURBOCHARGED AND AFTERCOOLED, WITH A JOHNSON MATTHEY QXC800-12 NON-SELECTIVE CATALYTIC CONVERTER, AND WAUKESHA'S CUSTOM ENGINE CONTROL (CEC) AIR/FUEL MODULE (AFM), DRIVING A 500 KW GENERATOR. | Natural Gas | Waukesha | VH3600GSI | 500 | 500 |  |  | 12811 6TH ST | RANCHO CUCAMONGA | 91729 | DRURY DOUGLAS D | (909) 9474131
2235 | SC | INTERVENTIONAL TECHNOLOGIES, INC | 388208 | 2001 | F41637 | ICE, DETROIT DIESEL, 12 CYLINDERS, TURBOCHARGED, AFTERCOOLED, MODEL NO. T123-7K36 (1380 KW), SERIAL NO. 000652, 1850 BHP, DIESEL-FUELED, DRIVING AN EMERGENCY ELECTRICAL GENERATOR. | Diesel | Detroit Diesel | T123-7K36 | 1380 | 1380 |  |  | 30590 COCHISE CIR | MURRIETA | 92563 | DAVENPORT TOM | (909) 9261212
2236 | SC | IRVINE RANCH WATER DISTRICT | 390832 | 2001 | F44540 | ICE, EMERGENCY ELECTRICAL GENERATION, CUMMINS, MODEL, VTA-1710-62, DIESEL FUELED, TURBOCHARGED, AFTERCOOLED, 12 CYLINDERS, 900 BHP. | Diesel | Cummins | VTA1710-G2 | 600 |  |  | 900 | 22312 MUIRLANDS BLVD | LAKE FOREST | 92630 | HYDE JAMES | (949) 4535866
2237 | SC | IRVINE RANCH WATER DISTRICT | 390836 | 2001 | F44537 | ICE, CATERPILLAR, MODEL NO. 3412, TWELVE CYLINDER, FOUR CYCLE, TURBOCHARGED, AFTERCOOLED, DIESEL FUELED, 892 BHP, DRIVING AN EMERGENCY ELECTRICAL GENERATOR. | Diesel | Caterpillar | 3412 | 594.6667 |  |  | 892 | 22312 MUIRLANDS BLVD | LAKE FOREST | 92630 | HYDE JAMES | (949) 4535866
2238 | SC | JEWISH HOME FOR THE AGING | 397182 | 2002 | F48709 | ICE, CUMMINS, 12 CYLINDER, TURBOCHARGED, AFTERCOOLED, MODEL QST30-G1, SERIAL NO. CEX-NR9-00-02, 1135 BHP, DIESEL FUELED, DRIVING AN EMERGENCY ELECTRICAL GENERATOR. | Diesel | Cummins | QST30-G1 | 756.6667 |  |  | 1135 | 18855 VICTORY BLVD | RESEDA | 91335 | CASTILLO RONNIE | (818) 7743081
2239 | SC | KAISER FOUNDATION HOSPITAL | 371054 | 2000 | F43506 | ICE, CATERPILLAR, TURBOCHARGED, MODEL NO. 680FDRA198HH, SERIAL NO. 23204304, 1106 BHP, DRIVING AN EMERGENCY ELECTRICAL GENERATOR. | Diesel | Caterpillar | 680 FDRA | 737.3333 |  |  | 1106 | 5601 DE SOTO | WOODLAND HILLS | 91367 | VIRGEN ALEX | (818) 7194065
2240 | SC | KAISER FOUNDATION HOSPITAL | 163880 | 1989 | D18027 | ICE, DETROIT DIESEL ALLISON, DIESEL FUELED, EMERGENCY ELECTRICAL GENERATION, MODEL 16V-92T, TURBOCHARGED, AFTERCOOLED, 8 CYLINDERS, 960 BHP. | Diesel | Detroit Diesel | 16V-92T | 640 |  |  | 960 | 13652 CANTARA ST | PANORAMA CITY | 91402 | MANKOWSKI MICHAEL | (818) 3753844
2241 | SC | KILROY REALTY L.P. - 999 SEPULVEDA | 390866 | 2001 | F44176 | ICE, CATERPILLAR, 6 CYLINDERS, TURBOCHARGED, AFTERCOOLED, MODEL NO. 3406 DITA (350 KW), SERIAL NO. 1LS01633, 519 BHP, DIESEL-FUELED, DRIVING AN EMERGENCY ELECTRICAL GENERATOR. | Diesel | Caterpillar | 3406 | 350 | 350 |  |  | 999 N SEPULVEDA | EL SEGUNDO | 90245 | MOUNT RICK | (310) 5635500
2242 | SC | LA CITY DWP | 353351 | 1999 | F40307 | ICE, CATERPILLAR, MODEL NO. D348, SERIAL NO. 36J3009, DIESEL FUELED, EMERGENCY ELECTRICAL GENERATION, 8 CYLINDERS, TURBOCHARGED AND AFTERCOOLED, 890 BHP. | Diesel | Caterpillar | D348 | 593.3333 |  |  | 890 | 10322 SUNLAND BLVD | SUNLAND | 91040 | BRESLIN PAT | (213) 3676603
2243 | SC | LA CITY DWP, ENCINO PUMPING & CHLOR STA | 389267 | 2001 | F42236 | ICE, CATERPILLAR, 6 CYLINDERS, TURBOCHARGED, AFTERCOOLED, MODEL NO. 3406 DITA (400 KW), 587 BHP, DIESEL-FUELED, DRIVING AN EMERGENCY ELECTRICAL GENERATOR. | Diesel | Caterpillar | 3406 DITA | 400 | 400 |  |  | 4500 ENCINO AVE | ENCINO | 91316 | PARSONS CINDY | (213) 3670636
2244 | SC | LA CITY DWP, ENCINO PUMPING & CHLOR STA | 389268 | 2001 | F42235 | ICE, CATERPILLAR, 6 CYLINDERS, TURBOCHARGED, AFTRCOOLED, MODEL NO. 3406 DITA (400 KW), 587 BHP, DIESEL-FUELED, DRIVING AN EMERGENCY ELECTRICAL GENERATOR. | Diesel | Caterpillar | 3406 DITA | 400 | 400 |  |  | 4500 ENCINO AVE | ENCINO | 91316 | PARSONS CINDY | (213) 3670636
2245 | SC | LA CITY, BUREAU OF SANITATION | 397325 | 2002 | F49048 | ICE, CUMMINS, 16 CYLINDERS, TURBOCHARGED, AFTERCOOLED, MODEL NO. KTA50-G9 (1500 KW) , SERIAL NO. G010259557, 2220 BHP, DIESEL-FUELED, DRIVING AN EMERGENCY ELECTRICAL GENERATOR. | Diesel | Cummins | KTA50-G9 | 1500 | 1500 |  |  | 140 HURRICANE ST | VENICE | 90291 | MCQUAY STEVE | (213) 4855879
2246 | SC | LA CITY, DEPARTMENT OF AIRPORTS | 392822 | 2001 | F48289 | ICE, CATERPILLAR, MODEL 3406 DITA, SIX CYLINDER, TURBOCHARGED, AFTERCOOLED, RATED AT 519 BHP, DIESEL-FUELED, DRIVING AN EMERGENCY ELECTRICAL GENERATOR. | Diesel | Caterpillar | 3406 DITA | 346 |  |  | 519 | ONTARIO INTERNATIONAL AIRPORT | ONTARIO | 91761 | WANG LIN | (310) 6463853
2247 | SC | LA CITY, DEPT OF GEN SERVICES | 349364 | 1998 | F44955 | ICE, DETROIT DIESEL, 8 CYLINDER, TURBOCHARGED AND AFTERCOOLED, MODEL 8083-7416, SERIAL NO. 8VF15530, 643 BHP, DIESEL-FUELED, DRIVING AN EMERGENCY ELECTRICAL GENERATOR. | Diesel | Detroit Diesel | 8083-7416 | 428.6667 |  |  | 643 | 111 E 1ST ST | LOS ANGELES | 90012 | ARANDA VIRQILIO | (213) 4857177
2248 | SC | LA CITY, DEPT OF GEN SERVICES | 384517 | 2001 | F40465 | ICE, PORTABLE, EQUIPMENT NO. 99390, DETROIT DIESEL, EMERGENCY ELECTRICAL GENERATION, MODEL NO. V-16-9163-7306, DIESEL-FUELED, SIXTEEN CYLINDERS, TURBOCHARGED AND AFTERCOOLED, 1740 BHP. | Diesel | Detroit Diesel | 9163-7306 | 1160 |  |  | 1740 | VARIOUS LOCATIONS IN SCAQMD | LOS ANGELES | 90012 | KUROKI SHARI | (213) 4737748
2249 | SC | LA CITY, DWP | 355505 | 1999 | F40306 | ICE, CUMMINS, MODEL NO. KTA19-G2, S/N 37133569, DIESEL FUELED, EMERGENCY ELECTRICAL GENERATOR DRIVER, TURBOCHARGED AND AFTERCOOLED, 600 BHP. | Diesel | Cummins | KTA19-G2 | 1900 | 1900 |  |  | 433 E TEMPLE ST BLDG #5 | LOS ANGELES | 90012 | TESKA FRED | (213) 3672433
2250 | SC | LA CITY, LAPD, METRO COMM DISPATCH CNTR | 395552 | 2002 | F48171 | ICE, DETROIT DIESEL, 16 CYLINDERS, TURBOCHARGED, AFTERCOOLED, MODEL NO. R163-7K35 (895 KW), SERIAL NO. 0678416, 1200 BHP, DIESEL-FUELED, DRIVING AN EMERGENCY ELECTRICAL GENERATOR. | Diesel | Detroit Diesel | R163-7K35 | 895 | 895 |  |  | 100 N LOS ANGELES ST | LOS ANGELES | 90012 | MOORE LEE | (213) 4737745
2251 | SC | LA CITY, LAPD, VALLEY COMM DISPATCH CTR | 395550 | 2002 | F48169 | ICE, DETROIT DIESEL, 16 CYLINDERS, TURBOCHARGED, AFTERCOOLED, MODEL NO. R163-7K35 (895 KW), SERIAL NO. 0678413, 1200 BHP, DIESEL-FUELED, DRIVING AN EMERGENCY ELECTRICAL GENERATOR. | Diesel | Detroit Diesel | R163-7K35 | 895 | 895 |  |  | 23001 ROSCOE BLVD | LOS ANGELES | 91304 | MOORE LEE | (213) 4737745
2252 | SC | LA CITY, PUB WORKS DEPT | 340555 | 1998 | F43963 | ICE, GENERAL MOTORS, MODEL S12E4BGW, 2305 BHP, DIESEL-FUELED, TURBOCHARGED, DRIVING AN EMERGENCY ELECTRICAL GENERATOR. | Diesel | General Motors | S12E4BGW | 428.6667 |  |  | 643 | 6100 WOODLEY AVE | VAN NUYS | 91406 | LEWIS STANTON | (818) 7568175
2253 | SC | LA CO | 385015 | 2001 | F42552 | ICE, DETROIT DIESEL, 12 CYLINDER, TURBOCHARGED AND AFTERCOOLED, MODEL 9123-7426, SERIAL NO. 12E00-10985, 1850 BHP, DRIVING AN EMERGENCY ELECTRICAL GENERATOR. | Diesel | Detroit Diesel | 9123-7426 | 1233.3333 |  |  | 1850 | 11701 LA CIENEGA BLVD | LOS ANGELES | 90245 | JENKINS STEPHEN | (323) 8814608
2254 | SC | LA CO - DOWNEY COURTHOUSE | 384992 | 2001 | F42050 | ICE, CATERPILLAR, DIESEL FUELED, DRIVING AN EMERGENCY ELECTRIC GENERATOR, MODEL NO. 3412, SERIAL NO. 81Z06782, TURBOCHARGED, AFTERCOOLED, 804 BHP. | Diesel | Caterpillar | 3412 | 536 |  |  | 804 | 7500 IMPERIAL HWY | DOWNEY | 90242 | JENKINS STEPHEN | (323) 8814608
2255 | SC | LA CO - TRAFFIC COURTHOUSE | 385083 | 2001 | F42551 | ICE, DETROIT DIESEL, 12 CYLINDER, TURBOCHARGED AND AFTERCOOLED, MODEL 9123-7300, SERIAL NO. 12E0000925, 960 BHP, DRIVING AN EMERGENCY ELECTRICAL GENERATOR. | Diesel | Detroit Diesel | 9123-7300 | 640 |  |  | 960 | 1945 S HILL ST | LOS ANGELES | 90007 | JENKINGS STEPHEN | (323) 8814608
2256 | SC | LA CO, MUNCIPAL COURT/ISD | 381631 | 2001 | F42261 | ICE, DETROIT DIESEL, MODEL 7123-7305, SERIAL NO. 12VAD81652, DIESEL FUELED, 12 CYLINDERS, TURBOCHARGED, 630 BHP, DRIVING AN EMERGENCY ELECTRICAL GENERATOR. | Diesel | Detroit Diesel | 7123-7305 | 420 |  |  | 630 | 214 S FETTERLY | LOS ANGELES | 90022 | JENKINS STEPHEN | (323) 8814608
2257 | SC | LA CO. COMPTON COURT HOUSE/ISD | 381629 | 2001 | F42002 | ICE, DETROIT DIESEL, MODEL 91237305, SERIAL NUMBER 12E0004232, DIESEL FUELED, RATED AT 960 BHP, DRIVING AN EMERGENCY ELECTRICAL GENERATOR. | Diesel | Detroit Diesel | 9123-7305 | 640 |  |  | 960 | 200 W COMPTON BLVD | COMPTON | 90220 | JENKINS STEPHEN | (323) 8814608
2258 | SC | LA CO. INGLEWOOD MUNICIPAL COURT/ISD | 381630 | 2001 | F42285 | ICE, DETROIT DIESEL, 12 CYLINDER, TURBOCHARGED AND AFTERCOOLED, MODEL 7123-7305, SERIAL NO .12VA046867, 575 BHP, DRIVING AN EMERGENCY ELECTRICAL GENERATOR. | Diesel | Detroit Diesel | 7123-7305 | 383.3333 |  |  | 575 | 1 REGENT ST | INGLEWOOD | 90301 | JENKINS STEPHEN | (323) 8814608
2259 | SC | LA CO. INTERNAL SERVICES DEPT | 385195 | 2001 | F39204 | ICE, CATERPILLAR, MODEL NO. 3516, DIESEL FUELED, EMERGENCY ELECTRICAL GENERATION, 16 CYLINDERS, TURBOCHARGED AND AFTERCOOLED, 2149 BHP. | Diesel | Caterpillar | 3516 | 1432.6667 |  |  | 2149 | 450 BAUCHET ST | LOS ANGELES | 90012 | MIRANDA PEPE R | (626) 3003046
2260 | SC | LA CO. INTERNAL SERVICES DEPT | 385196 | 2001 | F39231 | ICE, CATERPILLAR, MODEL NO. 3508, DIESEL FUELED, EMERGENCY ELECTRICAL GENERATION, 8 CYLINDERS, TURBOCHARGED AND AFTERCOOLED, 1456 BHP. | Diesel | Caterpillar | 3508 | 970.6667 |  |  | 1456 | 450 BAUCHET ST | LOS ANGELES | 90012 | MIRANDA PEPE R | (626) 3003046
2261 | SC | LA CO. INTERNAL SERVICES DEPT | 385194 | 2001 | F39203 | ICE, CATERPILLAR, MODEL NO. 3516, DIESEL FUELED, EMERGENCY ELECTRICAL GENERATION, 16 CYLINDERS, TURBOCHARGED AND AFTERCOOLED, 2149 BHP. | Diesel | Caterpillar | 3516 | 1432.6667 |  |  | 2149 | 450 BAUCHET ST | LOS ANGELES | 90012 | MIRANDA PEPE R | (626) 3003046
2262 | SC | LA CO. INTERNAL SERVICES DEPT | 385197 | 2001 | F39206 | ICE, CATERPILLAR, MODEL NO. 3516, DIESEL FUELED, EMERGENCY ELECTRICAL GENERATION, 16 CYLINDERS, TURBOCHARGED AND AFTERCOOLED, 2149 BHP. | Diesel | Caterpillar | 3516 | 1432.6667 |  |  | 2149 | 450 BAUCHET ST | LOS ANGELES | 90012 | MIRANDA PEPE R | (626) 3003046
2263 | SC | LA CO., CRIMINAL COURTS | 385011 | 2001 | F42569 | ICE, DETROIT DIESEL ,16 CYLINDER, TURBOCHARGED AND AFTERCOOLED, MODEL 7163-7000, SERIAL NO. 16VA005015, 550 BHP, DRIVING AN EMERGENCY ELECTRIC GENERATOR. | Diesel | Detroit Diesel | 7163-7000 | 366.6667 |  |  | 550 | 210 W TEMPLE ST | LOS ANGELES | 90012 | JENKINS STEPHEN | (323) 8814608
2264 | SC | LA CO., CRIMINAL COURTS | 385012 | 2001 | F42570 | ICE, DETROIT DIESEL ,16 CYLINDER, TURBOCHARGED AND AFTERCOOLED, MODEL 7163-7000, SERIAL NO. 16VA00506, 565 BHP, DRIVING AN EMERGENCY ELECTRIC GENERATOR. | Diesel | Detroit Diesel | 7163-7000 | 376.6667 |  |  | 565 | 210 W TEMPLE ST | LOS ANGELES | 90012 | JENKINS STEPHEN | (323) 8814608
2266 | SC | LA CO., FIRE DEPT - FOREST & FIRE WARDEN | 364456 | 2000 | F39113 | ICE, CUMMINS, MODEL KTA19-G4, TURBOCHARGED, AFTERCOOLED, DIESEL FUELED, DRIVING AN EMERGENCY ELECTRICAL GENERATOR, 755 BHP. | Diesel | Cummins | KTA19-G4 | 503.3333 |  |  | 755 | 12605 OSBORNE ST AIR OPERATIONS | PACOIMA | 91331 | FIRE CAPTAIN | (818) 8905707
2267 | SC | LA CO., LYNWOOD REGIONAL JUSTICE CTR | 385181 | 2001 | F39198 | ICE, NO. 1, CATERPILLAR, MODEL NO. 3512/1100, SERIAL NO. 24Z03890, DIESEL FUELED, EMERGENCY ELECTRICAL GENERATION, 12 CYLINDERS, TURBOCHARGED, AND AFTERCOOLED, 1575 BHP. | Diesel | Caterpillar | 3512 | 1050 |  |  | 1575 | 11711 ALAMEDA ST | LYNWOOD | 90262 | KLAUK RANDY | (626) 3003053
2268 | SC | LA CO., LYNWOOD REGIONAL JUSTICE CTR | 385183 | 2001 | F39199 | ICE, NO. 2, CATERPILLAR, MODEL NO. 3512/1100, SERIAL NO. 24Z03891, DIESEL FUELED, EMERGENCY ELECTRICAL GENERATION, 12 CYLINDERS, TURBOCHARGED, AND AFTERCOOLED, 1575 BHP. | Diesel | Caterpillar | 3512 | 2341.3333 |  |  | 3512 | 11711 ALAMEDA ST | LYNWOOD | 90262 | KLAUK RANDY | (626) 3003053
2269 | SC | LA CO., LYNWOOD REGIONAL JUSTICE CTR | 385184 | 2001 | F39200 | ICE, NO. 3, CATERPILLAR, MODEL NO. 3512/1100, SERIAL NO. 24Z03884, DIESEL FUELED, EMERGENCY ELECTRICAL GENERATION, 12 CYLINDERS, TURBOCHARGED, AND AFTERCOOLED, 1575 BHP. | Diesel | Caterpillar | 3512 | 2341.3333 |  |  | 3512 | 11711 ALAMEDA ST | LYNWOOD | 90262 | KLAUK RANDY | (626) 3003053
2270 | SC | LA CO., PUB LIBRARY HEADQUARTERS | 384840 | 2001 | F39192 | ICE, CUMMINS, EMERGENCY ELECTRICAL GENERATION, MODEL NO. NTA-855-G2, DIESEL FUELED, SIX CYLINDERS, TURBOCHARGED AND AFTERCOOLED, 535 BHP. | Diesel | Cummins | NTA855-G2 | 356.6667 |  |  | 535 | 7400 E IMPERIAL HWY | DOWNEY | 90242 | GARCIA ROSE | (562) 9408483
2271 | SC | LA CO., RANCHO LOS AMIGOS MEDICAL CENTER | 388630 | 2001 | F42999 | ICE, CATERPILLAR, EMERGENCY ELECTRICAL GENERATION, MODEL NO. 3412, DIESEL FUELED, TWELVE CYLINDERS, TURBOCHARGED, AND AFTERCOOLED, 600 BHP. | Diesel | Caterpillar | 3412 | 400 |  |  | 600 | 7401 E IMPERIAL HIGHWAY | DOWNEY | 90242 | EVANS MIKE | (562) 4016764
2272 | SC | LA CO., SHERIFF'S DEPT | 385186 | 2001 | F39236 | ICE, WAUKESHA, MODEL NO. VLRDU, SERIAL NO. RU-12535, DIESEL FUELED, EMERGENCY ELECTRICAL GENERATION, 12 CYLINDERS, TURBOCHARGED, 680 BHP. | Diesel | Waukesha | VLRDU | 453.3333 |  |  | 680 | 441 BAUCHET ST | LOS ANGELES | 90012 | MIRANDA PEPE R | (626) 3003046
2273 | SC | LA CO., SHERIFF'S DEPT | 385185 | 2001 | F39228 | ICE, DETROIT DIESEL, MODEL NO. 9123-7000, SERIAL NO. 12E0001433, DIESEL FUELED, EMERGENCY ELECTRICAL GENERATION , 12 CYLINDERS, TURBOCHARGED, 1275 BHP. | Diesel | Detroit Diesel | 9123-7000 | 850 |  |  | 1275 | 441 BAUCHET ST | LOS ANGELES | 90012 | MIRANDA PEPE R | (626) 3003046
2274 | SC | LA CO., SHERIFF'S DEPT | 385187 | 2001 | F39230 | ICE, DETROIT DIESEL, MODEL NO. 9123-7305, SERIAL NO. 12E-2183, DIESEL FUELED, EMERGENCY ELECTRICAL GENERATION, 12 CYLINDERS, TURBOCHARGED, 1020 BHP. | Diesel | Detroit Diesel | 9123-7305 | 680 |  |  | 1020 | 441 BAUCHET ST | LOS ANGELES | 90012 | MIRANDA PEPE R | (626) 3003046
2275 | SC | LA CO., SHERIFF'S DEPT. | 385180 | 2001 | F39224 | ICE, DETROIT DIESEL, MODEL NO. 9123-7305, SERIAL NO. 12E1694, DIESEL FUELED, EMERGENCY ELECTRICAL GENERATION, 12 CYLINDERS, TURBOCHARGED, 1155 BHP. | Diesel | Detroit Diesel | 9123-7305 | 770 |  |  | 1155 | 1277 N EASTERN AVE | LOS ANGELES | 90063 | MIRANDA PEPE R | (626) 3003046
2276 | SC | LA CO., SHERIFF'S DEPT. | 385188 | 2001 | F39201 | ICE, CATERPILLAR, MODEL NO. 3516, SERIAL NO. 25Z01133, DIESEL FUELED, EMERGENCY ELECTRICAL GENERATION, 16 CYLINDERS, TURBOCHARGED AND AFTERCOOLED, 2149 BHP. | Diesel | Caterpillar | 3516 | 1432.6667 |  |  | 2149 | 29300 THE OLD RD | CASTAIC | 91384 | MIRANDA PETE R | (626) 3003046
2277 | SC | LA CO., SHERIFF'S DEPT. | 385189 | 2001 | F39202 | ICE, CATERPILLAR, MODEL NO. 3516, SERIAL NO. 25Z01131, DIESEL FUELED, EMERGENCY ELECTRICAL GENERATION, 16 CYLINDERS, TURBOCHARGED AND AFTERCOOLED, 2149 BHP. | Diesel | Caterpillar | 3516 | 1432.6667 |  |  | 2149 | 29300 THE OLD RD | CASTAIC | 91384 | MIRANDA PETE R | (626) 3003046
2278 | SC | LA CO., SHERIFF'S DEPT. | 385191 | 2001 | F39233 | ICE, DETROIT DIESEL, MODEL NO. 8163-7405, SERIAL NO. 16F69953, DIESEL FUELED, EMERGENCY ELECTRICAL GENERATION, 16 CYLINDERS, TURBOCHARGED AND AFTERCOOLED, 1095 BHP. | Diesel | Detroit Diesel | 8163-7405 | 730 |  |  | 1095 | 29380 THE OLD RD | SAUGUS | 91350 | MIRANDA PETE | (323) 8813776
2279 | SC | LA CO., SHERIFF'S DEPT. | 385179 | 2001 | F39223 | ICE, DETROIT DIESEL, MODEL NO. 9123-7305, SERIAL NO. 12E1693, DIESEL FUELED, EMERGENCY ELECTRICAL GENERATION, 12 CYLINDERS, TURBOCHARGED, 1155 BHP. | Diesel | Detroit Diesel | 9123-7305 | 770 |  |  | 1155 | 1277 N EASTERN AVE | LOS ANGELES | 90063 | MIRANDA PEPE R | (626) 3003046
2280 | SC | LA CO., SHERIFF'S DEPT. | 385192 | 2001 | F39234 | ICE, DETROIT DIESEL, MODEL NO. 8163-7405, SERIAL NO. 16F06945, DIESEL FUELED, EMERGENCY ELECTRICAL GENERATION, 16 CYLINDERS, TURBOCHARGED AND AFTERCOOLED, 1095 BHP. | Diesel | Detroit Diesel | 8163-7405 | 730 |  |  | 1095 | 29380 THE OLD RD | SAUGUS | 91350 | MIRANDA PETE | (323) 8813776
2281 | SC | LA CO., SHERIFF'S DEPT. | 385193 | 2001 | F39235 | ICE, DETROIT DIESEL, MODEL NO. 8163-7405, SERIAL NO. 16F06932, DIESEL FUELED, EMERGENCY ELECTRICAL GENERATION, 16 CYLINDERS, TURBOCHARGED AND AFTERCOOLED, 1095 BHP. | Diesel | Detroit Diesel | 8163-7405 | 730 |  |  | 1095 | 29380 THE OLD RD | SAUGUS | 91350 | MIRANDA PETE | (323) 8813776
2282 | SC | LA CO., VAN NUYS MUNICIPAL COURT | 385010 | 2001 | F42318 | ICE, DETROIT DIESEL ,16 CYLINDER, TURBOCHARGED AND AFTERCOOLED, MODEL 8163-7405, 1094 BHP, DRIVING AN EMERGENCY ELECTRICAL GENERATOR. | Diesel | Detroit Diesel | 8163-7405 | 729.3333 |  |  | 1094 | 14400 ERWIN STREET MALL STE C | VAN NUYS | 91401 | JENKINS STEPHEN | (323) 8814608
2283 | SC | LA CO., VAN NUYS MUNICIPAL COURT | 385036 | 2001 | F41993 | ICE, DETROIT DIESEL, TURBOCHARGED, AFTERCOOLED, MODEL 8163-7405, SEIRAL NO. 16VF006793, 1094 BHP, DIESE-FUELED, DRIVING AN EMERGENCY ELECTRICAL GENERATOR. | Diesel | Detroit Diesel | 8163-7405 | 729.3333 |  |  | 1094 | 14400 ERWIN STREET MALL STE C | VAN NUYS | 91401 | JENKINS STEPHEN | (323) 8814608
2284 | SC | LA COUNTY ED EDELMAN CHILDRENS COURT/ISD | 381566 | 2001 | F41424 | ICE, CATERPILLAR, 12 CYLINDER, TURBOCHARGER, AFTERCOOLED, MODEL NO. 3512, 1575 BHP, DIESEL-FUELED, DRIVING AN EMERGENCY ELECTRICAL GENERATOR. | Diesel | Caterpillar | 3512 | 1050 |  |  | 1575 | 201 CENTRE PLAZA DR | MONTEREY PARK | 91754 | JENKINS STEPHEN | (323) 8814608
2285 | SC | LAC/USC MEDICAL CENTER | G03352 | 1980 | M22610 | ENGINE #2, GENERAL MOTORS, MODEL 16-645-E1, 2000 HP, SERIAL NO. 72-J1-1052, DIESEL FIRED, DRIVING A 1250 KW CAPACITY ELECTRIC GENERATOR. | Diesel | General Motors | 16-645-E1 | 1250 | 1250 |  |  | 1200 N STATE ST | LOS ANGELES | 90033 | THOMPSON JOHN | (323) 2263036
2286 | SC | LAC/USC MEDICAL CENTER | G03353 | 1981 | M22611 | ENGINE #2, GENERAL MOTORS, MODEL 16-567-D1, 2000 HP, SERIAL NO. 66-J3-1027, DIESEL FIRED, DRIVING A 1250 KW CAPACITY ELECTRIC GENERATOR. | Diesel | General Motors | 16-645-D1 | 1250 | 1250 |  |  | 1200 N STATE ST | LOS ANGELES | 90033 | THOMPSON JOHN | (323) 2263036
2287 | SC | LAGUNA COOKIE COMPANY | 385321 | 2001 | F39136 | ICE, CUMMINS, 6 CYLINDERS, TURBOCHARGED, AFTERCOOLED, MODEL NO. N14-G2 (399 KW), SERIAL NO. 12027423, 535 BHP, DIESEL-FUELED, DRIVING AN EMERGENCY ELECTRICAL GENERATOR. | Diesel | Cummins | N14-G2 | 399 | 399 |  |  | 4041 W GARRY | SANTA ANA | 92704 | GOEBEL DAN | (909) 2726610
2288 | SC | LAKE HEMET MUNICIPAL WATER DIST/M&M WELL | 393466 | 2001 | F46792 | ICE, CATERPILLAR, 12 CYLINDERS, TURBOCHARGED, AFTERCOOLED, MODEL NO. 3412C DITA (550 KW), 823 BHP, DIESEL-FUELED, DRIVING AN EMERGENCY ELECTRICAL GENERATOR. | Diesel | Caterpillar | 3412C DITA | 550 | 550 |  |  | 43175 CEDAR AVE | HEMET | 92544 | TRUMPY DENNIS C | (909) 9271816
2289 | SC | LAKEWOOD REGIONAL MEDICAL CENTER | 392456 | 2001 | F45856 | ICE, CATERPILLAR, 6 CYLINDERS, TURBOCHARGED, AFTERCOOLED, MODEL NO. 3406 DITA (350 KW) , SERIAL NO. 4JK00584, 519 BHP, DIESEL-FUELED, DRIVING AN EMERGENCY ELECTRICAL GENERATOR. | Diesel | Caterpillar | 3406 DITA | 350 | 350 |  |  | 3700 E SOUTH ST | LAKEWOOD | 90712 | GOLDSCHMIDT ANDY | (562) 5312550
2290 | SC | LIBERMAN BROADCASTING, INC. | 397239 | 2002 | F48756 | ICE, CUMMINS, 12 CYLINDER, TURBOCHARGED, AFTERCOOLED, MODEL QST30-G1, 1135 BHP, DIESEL FUELED, DRIVING AN EMERGENCY ELECTRICAL GENERATOR. | Diesel | Cummins | QST30-G1 | 756.6667 |  |  | 1135 | 1845 EMPIRE AVE | BURBANK | 91504 | BANKS BILL | (818) 5584216
2291 | SC | LIGHTCROSS INC | 391942 | 2001 | F46833 | ICE, VOLVO PENTA, MODEL NO. TAD1631G, SERIAL NO. 2160036458, DIESEL FUELED, TURBOCHARGED, INTERCOOLED, SIX CYLINDERS, 713 BHP, DRIVING AN EMERGENCY ELECTRICAL GENERATOR. | Diesel | Volvo | TAD1631G | 475.3333 |  |  | 713 | 2630 CORPORATE PL | MONTEREY PARK | 91754 | NGUYEN LOI | (626) 2364579
2292 | SC | LITTLE COMPANY OF MARY HEALTH SERVICES | 316585 | 1996 | D99889 | DIESEL ENGINE, DETROIT DIESEL, MODEL 7163-7005, SERIAL NO 16VA12942, DIESEL FUEL ONLY, DRIVING A 350 KW, CAPACITY ELECTRIC GENERATOR. | Diesel | Detroit Diesel | 7163-7005 | 350 | 350 |  |  | 1300 W 7TH ST | SAN PEDRO | 90732 | SWEERS BOB | (310) 8323311
2293 | SC | LITTLE COMPANY OF MARY HEALTH SERVICES | 316587 | 1996 | D99890 | DIESEL ENGINE, LAWLESS DETROIT, MODEL NO. 7165-7000C-350, S/N 2250, 570 HP, DRIVING A 350 KW ELECTRIC GENERATOR. | Diesel | Detroit Diesel | 7165-7000C-350 | 350 | 350 |  |  | 1300 W 7TH ST | SAN PEDRO | 90732 | SWEERS BOB | (310) 8323311
2294 | SC | LONG BEACH MEMORIAL MEDICAL CENTER | 189297 | 1989 | D10829 | INTERNAL COMBUSTION ENGINE, CATERPILLAR, DIESEL-FUELED, EMERGENCY ELECTRICAL GENERATION, MODEL 3412TA, TURBOCHARGED, AFTERCOOLED, 12 CYLINDERS, 895 BHP. | Diesel | Caterpillar | 3412TA | 596.6667 |  |  | 895 | 2801 ATLANTIC AVE | LA MIRADA | 90638 | DENNIS GEORGE | (562) 9330565
2295 | SC | LOOKING GLASS NETWORKS INC | 390237 | 2001 | F44223 | ICE, VOLVO PENTA, MODEL NO. 500V, SERIAL NO. 206969, DIESEL FUEL, FOUR CYCLE, TURBOCHARGED AND AFTERCOOLED, RATED AT 759 BHP, DRIVING AN EMERGENCY ELECTRICAL GENERATOR. | Diesel | Volvo | 500V | 506 |  |  | 759 | 600 WILSHIRE BLVD | LOS ANGELES | 90017 | LAUBSCHER GARRY | (402) 8297053
2296 | SC | LOS ANGELES COUNTY, SHERIFF'S DEPARTMENT | 385198 | 2001 | F39226 | ICE, CATERPILLAR, MODEL NO. 3412 DITTA (500 KW), DIESEL FUELED, EMERGENCY ELECTRICAL GENERATION, 12 CYLINDERS, TURBOCHARGED AND AFTERCOOLED, 746 BHP. | Diesel | Caterpillar | 3412 DITTA | 500 | 500 |  |  | 1275 N EASTERN AVE | LOS ANGELES | 90063 | MIRANDA PEPE R | (626) 3003046
2297 | SC | LOS ANGELES COUNTY, SHERIFF'S DEPARTMENT | 385199 | 2001 | F39225 | ICE, CATERPILLAR, MODEL NO. 3412 DITTA (500 KW), SERIAL NO. 81213626, DIESEL FUELED, EMERGENCY ELECTRICAL GENERATION, 12 CYLINDERS, TURBOCHARGED AND AFTERCOOLED, 746 BHP. | Diesel | Caterpillar | 3412 DITTA | 500 | 500 |  |  | 1275 N EASTERN AVE | LOS ANGELES | 90063 | MIRANDA PEPE R | (626) 3003046
2298 | SC | LOS ANGELES COUNTY, SHERIFF'S DEPARTMENT | 385200 | 2001 | F39237 | ICE, CATERPILLAR, MODEL NO. 3412 DITTA (500 KW), SERIAL NO. 81213652, DIESEL FUELED, EMERGENCY ELECTRICAL GENERATION, 12 CYLINDERS, TURBOCHARGED AND AFTERCOOLED, 746 BHP. | Diesel | Caterpillar | 3412 DITTA | 500 | 500 |  |  | 1275 N EASTERN AVE | LOS ANGELES | 90063 | MIRANDA PEPE R | (626) 3003046
2299 | SC | LOS ANGELES TIMES COMMUNICATIONS LLC | 386008 | 2001 | F40300 | ICE, NO. 2, CATERPILLAR, MODEL NO. 3516, DIESEL-FUELED, TURBOCHARGED, AFTERCOOLED, 16 CYLINDERS, 2151 BHP. | Diesel | Caterpillar | 3516 | 1434 |  |  | 2151 | 2000 E 8TH ST | LOS ANGELES | 90021 | VOJTEK MARY ELLEN | (213) 2375014
2300 | SC | LOS ANGELES TIMES COMMUNICATIONS LLC | 386009 | 2001 | F40301 | ICE, NO. 1, CATERPILLAR, MODEL NO. 3516, DIESEL-FUELED, TURBOCHARGED, AFTERCOOLED, 16 CYLINDERS, 2151 BHP. | Diesel | Caterpillar | 3516 | 1434 |  |  | 2151 | 2000 E 8TH ST | LOS ANGELES | 90021 | VOJTEK MARY ELLEN | (213) 2375014
2301 | SC | LOS ANGELES TIMES COMMUNICATIONS LLC | 386188 | 2001 | F39933 | ICE, NO. 2, DIESEL, DETROIT DIESEL ALLISON, MODEL NO. 16V-149TIB, S/N 3249-B-90, 16 CYLINDER, 2340 BHP, TWO-CYCLE, TURBOCHARGED, AFTERCOOLED, DRIVING A 1600 KW EMERGENCY ELECTRIC GENERATOR, WITH AN EXHAUST SYSTEM VENTING TO A SELECTIVE CATALYTIC REDUCTION UNIT, KLEENAIRE MODEL KSVG572H. | Diesel | Detroit Diesel | 16V-149TIB | 1600 | 1600 |  |  | 1375 SUNFLOWER AVE | COSTA MESA | 92626 | VOJTEK MARY ELLEN | (213) 2375014
2302 | SC | LOS ANGELES TIMES COMMUNICATIONS LLC | 386189 | 2001 | F39934 | ICE, NO. 3, DIESEL, DETROIT DIESEL ALLISON, MODEL NO. 9163-7305, 1515 BHP, TURBOCHARGED, DRIVING A 1700 KW EMERGENCY ELECTRIC GENERATOR. | Diesel | Detroit Diesel | 9163-7305 | 1010 |  |  | 1515 | 1375 SUNFLOWER AVE | COSTA MESA | 92626 | VOJTEK MARY ELLEN | (213) 2375014
2303 | SC | LOS ANGELES TIMES COMMUNICATIONS LLC | 386190 | 2001 | F39935 | ICE, NO. 4, DIESEL, DETROIT DIESEL ALLISON, MODEL NO. 9163-7305, 1515 BHP, TURBOCHARGED, DRIVING A 1700 KW EMERGENCY ELECTRIC GENERATOR. | Diesel | Detroit Diesel | 9163-7305 | 1010 |  |  | 1515 | 1375 SUNFLOWER AVE | COSTA MESA | 92626 | VOJTEK MARY ELLEN | (213) 2375014
2304 | SC | LOS ANGELES TIMES COMMUNICATIONS LLC | 386191 | 2001 | F39939 | ICE, NO. 5, DIESEL, DETROIT DIESEL ALLISON, MODEL NO. 16V-149TI, S/N KA 94562, 16 CYLINDER, 1540 BHP, TWO CYCLE, TURBOCHARGED, INTERCOOLED, DRIVING AN 1100 KW EMERGENCY ELECTRIC GENERATOR. | Diesel | Detroit Diesel | 16V-149TI | 1100 | 1100 |  |  | 1375 SUNFLOWER AVE | COSTA MESA | 92626 | VOJTEK MARY ELLEN | (213) 2375014
2305 | SC | LOS ANGELES TIMES COMMUNICATIONS LLC | 386007 | 2001 | F40299 | ICE, NO. 3, CATERPILLAR, MODEL NO. 3516, DIESEL-FUELED, TURBOCHARGED, AFTERCOOLED, 16 CYLINDERS, 2151 BHP. | Diesel | Caterpillar | 3516 | 1434 |  |  | 2151 | 2000 E 8TH ST | LOS ANGELES | 90021 | VOJTEK MARY ELLEN | (213) 2375014
2306 | SC | LOS ANGELES TIMES COMMUNICATIONS LLC | 386187 | 2001 | F39932 | ICE, NO. 2, DIESEL, DETROIT DIESEL ALLISON, MODEL NO. 16V-149TIB, S/N 3249-B-90, 16 CYLINDER, 2340 BHP, TWO-CYCLE, TURBOCHARGED, AFTERCOOLED, DRIVING A 1600 KW EMERGENCY ELECTRIC GENERATOR, WITH AN EXHAUST SYSTEM VENTING TO A SELECTIVE CATALYTIC REDUCTION UNIT, KLEENAIRE MODEL KSVG572H. | Diesel | Detroit Diesel | 16V-149TIB | 1600 | 1600 |  |  | 1375 SUNFLOWER AVE | COSTA MESA | 92626 | VOJTEK MARY ELLEN | (213) 2375014
2307 | SC | LOWE'S HIW INC | 389021 | 2001 | F46704 | ICE DETROIT DIESEL, EMERGENCY ELECTRICAL GENERATION, MODEL NO. 860, DIESEL FUELED, SIX CYLINDERS, TURBOCHARGED, 550 BHP. | Diesel | Detroit Diesel | 860 | 366.6667 |  |  | 550 | 8383 TOPANGA CANYON BLVD | WEST HILLS | 91304 | BEARD MIKE | (336) 6587946
2308 | SC | LOWE'S HOME IMPROVEMENT WAREHOUSE | 397467 | 2002 | F49599 | ICE, DETROIT DIESEL, 6 CYLINDERS, TURBOCHARGED, AFTERCOOLED, MODEL NO. 6063-TK35 (410 KW), 550 BHP, DIESEL-FUELED, DRIVING AN EMERGENCY ELECTRICAL GENERATOR | Diesel | Detroit Diesel | 6063-TK35 | 410 | 410 |  |  | 1340 S BEACH BLVD | LA HABRA | 90631 | BEARD MIKE | (336) 6587946
2309 | SC | LOWE'S HOME IMPROVEMENT WAREHOUSE | 379903 | 2001 | F42590 | ICE, DETROIT DIESEL, MODEL 6063-TK35, SERIAL NO 0685438, TURBOCHARGED, DIESEL FUELED, SIX CYLINDER, DRIVING AN EMERGENCY ELECTRICAL GENERATOR, 550 BHP. | Diesel | Detroit Diesel | 6063-TK35 | 366.6667 |  |  | 550 | 907 AVENIDA PICO | SAN CLEMENTE | 92673 | BEARD MIKE | (336) 6587946
2310 | SC | LOWE'S HOME IMPROVEMENT WAREHOUSE | 386731 | 2001 | F40682 | ICE, DETROIT DIESEL , EMERGENCY ELECTRICAL GENERATION, MODEL NO. 860, SERIAL NO. 672641, DIESEL FUELED, SIX CYLINDERS, TURBOCHARGED, 550 BHP. | Diesel | Detroit Diesel | 860 | 366.6667 |  |  | 550 | 1500 LEMON ST | ANAHEIM | 92801 | BEARD MIKE | (336) 6587946
2311 | SC | LOWE'S HOME IMPROVEMENT WAREHOUSE | 390221 | 2001 | F46556 | ICE, DETROIT DIESEL, MODEL 6063-TK35, TURBOCHARGED, DIESEL FUELED, SIX CYLINDER, DRIVING AN EMERGENCY ELECTRICAL GENERATOR, 550 BHP. | Diesel | Detroit Diesel | 6063-TK35 | 366.6667 |  |  | 550 | 2000 EMPIRE AVE | BURBANK | 91501 | BEARD MIKE | (336) 6587946
2312 | SC | LOWE'S HOME IMPROVEMENT WAREHOUSE | 391102 | 2001 | F44446 | ICE, DETROIT DIESEL, 6 CYLINDERS, TURBOCHARGED, AFTERCOOLED, MODEL NO. 6063-TK35 (410 KW), 550 BHP, DIESEL-FUELED, DRIVING AN EMERGENCY ELECTRICAL GENERATOR. | Diesel | Detroit Diesel | 6063-TK35 | 410 | 410 |  |  | 26415 BOUQUET CANYON RD | SANTA CLARITA | 91350 | BEARD MIKE | (336) 6587946
2313 | SC | MAINTENANCE WAREHOUSE/AMERICA CORP | 387451 | 2001 | F40980 | ICE, GENERAC, 12 CYLINDERS, TURBOCHARGED, AFTERCOOLED, MODEL NO. 22.0DTA/LTA (600 KW), 870 BHP, DIESEL-FUELED, DRIVING AN EMERGENCY ELECTRICAL GENERATOR. | Diesel | Generac | 22.0DTA/LTA | 600 | 600 |  |  | 12801 LEFFINGWELL AVE | SANTA FE SPRINGS | 90670 | TANNER ROSS | (858) 8312412
2314 | SC | MANHATTAN BCH TOWERS LLC/A DEL LTD CO | 384400 | 2001 | F39381 | ICE, CUMMINS, MODEL NO. KTA19-G1, SERIAL NO. HACL110255, TURBOCHARGED, INTERCOOLED, DIESEL FUELED, DRIVING AN EMERGENCY ELECTRICAL GENERATOR, 6 CYLINDERS, 560 BHP. | Diesel | Cummins | KTA19-G1 | 373.3333 |  |  | 560 | 1230 ROSECRANS AVE | MANHATTAN BEACH | 90266 | RILEY HEATHER | (310) 7257014
2315 | SC | MANSON CONSTRUCTION CO. | 345586 | 1998 | F43929 | ICE, DETROIT DIESEL, TURBOCHARGED, AFTERCOOLED, MODEL 6063-GK60, SERIAL NO. 06R0431494, 550 BHP, DIESEL FUELED, PORTABLE, DRIVING AN ELECTRIC GENERATOR. | Diesel | Detroit Diesel | 6063-GK60 | 366.6667 |  |  | 550 | VARIOUS LOCATIONS IN SCAQMD | LONG BEACH | 90802 | STUESSY MARK. | (562) 4326918
2316 | SC | MARINA BEACH MARRIOTT | 390468 | 2001 | F47941 | ICE, DETROIT DIESEL, MODEL NO. 8163-7305, SERIAL NO. 16VF006512, DIESEL FUELED, TURBOCHARGED AND AFTERCOOLED, 16 CYLINDERS, 960 BHP, DRIVING AN EMERGENCY ELECTRICAL GENERATOR. | Diesel | Cummins | 8163-7305 | 640 |  |  | 960 | 4100 ADMIRALTY WAY | MARINA DEL REY | 90292 | THOMPSON STEVE | (310) 4484871
2317 | SC | MAZDA MOTOR OF AMERICA INC | 387578 | 2001 | F41330 | ICE, CATERPILLAR, EMERGENCY ELECTRICAL GENERATION, MODEL NO. 3412, SERIAL NO. 81Z05329, DIESEL FUELED, TWELVE CYLINDERS, TURBOCHARGED AND AFTERCOOLED, 749 BHP. | Diesel | Caterpillar | 3412 | 499.3333 |  |  | 749 | 7755 Irvine Center Dr. | IRVINE | 92618 | SNYDER KURT | (949) 7276174
2318 | SC | MBNA MARKETING SYSTEMS | 391481 | 2001 | F44920 | ICE, DETROIT DIESEL, MODEL 6063 HK 35, S/N 0677223, TURBOCHARGED, 635 BHP, DIESEL FUELED, DRIVING AN EMERGENCY ELECTRICAL GENERATOR. | Diesel | Detroit Diesel | 6063-HK35 | 423.3333 |  |  | 635 | 85 ENTERPRISE SUITE 300 | ALISO VIEJO | 92656 | FRIEDMAN LEE | (949) 6434060
2321 | SC | MCA/UNIVERSAL CITY STUDIOS | 396515 | 2002 | F48763 | ICE, CATERPILLAR, MODEL NO. 3406B TA, DIESEL FUELED, 6 CYLINDERS, FOUR CYCLE, TURBOCHARGED, AND AFTERCOOLED, RATED AT 519 BHP DRIVING AN EMERGENCY ELECTRICAL GENERATOR. | Diesel | Caterpillar | 3406B TA | 344 |  |  | 516 | 3900 LANKERSHIM BLVD | UNIVERSAL CITY | 91608 | RICHARDS MICHELLE | (818) 7773263
2322 | SC | MCI TELECOMMUNICATION CORP, DOHLCA | 310697 | 1996 | D95532 | ICE, CUMMINS, 6 CYLINDERS, TURBOCHARGED, AFTERCOOLED, MODEL NO. KTA19-G1, 560 BHP, DIESEL-FUELED, DRIVING AN EMERGENCY ELECTRICAL GENERATOR. | Diesel | Cummins | KTA19-G1 | 373.3333 |  |  | 560 | 17900 S CENTRAL AVE | COMPTON | 90220 | DETHLEFS BOB | (310) 6081909
2323 | SC | MCI TELECOMMUNICATION CORP, DOHLCA | 310698 | 1995 | D95533 | ICE, CUMMINS, 6 CYLINDERS, TURBOCHARGED, AFTERCOOLED, MODEL NO. KTA19-G1, 560 BHP, DIESEL-FUELED, DRIVING AN EMERGENCY ELECTRICAL GENERATOR. | Diesel | Cummins | KTA19-G1 | 373.3333 |  |  | 560 | 17900 S CENTRAL AVE | COMPTON | 90220 | DETHLEFS BOB | (310) 6081909
2324 | SC | MCI TELECOMMUNICATIONS CORPORATION | 228322 | 1990 | D35162 | INTERNAL COMBUSTION ENGINE, CATERPILLAR, DIESELF-FUELED, EMERGENCY ELECTRICAL GENERATION, MODEL NO. 3512, TURBOCHARGED, AFTERCOOLED, 12 CYLINDERS, 2178 BHP. | Diesel | Caterpillar | 3512 | 1452 |  |  | 2178 | 2300 S CENTRAL AVE | COMPTON | 90220 | COOPER JEFF | (818) 5011951
2325 | SC | METLIFE INSURANCE CO/CENTURY CENTRE | 383513 | 2001 | F39377 | ICE, CATERPILLAR, DIESEL-FUELED, EMERGENCY ELECTRICAL GENERATION, MODEL NO. 3408, SERIAL NO. 78Z01675, TURBOCHARGED, AFTERCOOLED, 6 CYLINDERS, 538 BHP. | Diesel | Caterpillar | 3408 | 358.6667 |  |  | 538 | 2601 MAIN ST STE 500 | IRVINE | 92614 | MULL GARY | (714) 4748300
2326 | SC | METRO WATER DIST OF SO CAL | 389377 | 2001 | F43772 | ICE, CATERPILLAR, MODEL NO. 3512 STD, SERIAL NO. 65Z00637, DIESEL FUELED, RATED AT 1020 BHP DRIVING AN EMERGENCY ELECTRICAL GENERATOR. | Diesel | Caterpillar | 3512 STD | 680 |  |  | 1020 | 27500 RAMONA EXPRESSWAY | PERRIS | 92320 | SIMON MARK | (213) 2176660
2327 | SC | MGM PLAZA BUILDINGS | 383326 | 2001 | F41354 | ICE, #3, CATERPILLAR, MODEL NO. 3412, SERIAL NO. AR1W9594, DIESEL FUELED, EMERGENCY ELECTRICAL GENERATION, 12 CYLINDERS, TURBOCHARGED AND AFTERCOOLED, 545 BHP. | Diesel | Caterpillar | 3412 | 363.3333 |  |  | 545 | 2425-525 COLORADO AVE | SANTA MONICA | 90404 | GASKELL ALAN | (310) 8184319
2328 | SC | MGM PLAZA BUILDINGS | 383328 | 2001 | F41357 | ICE, #4, CATERPILLAR, MODEL NO. 3406B DI, SERIAL NO. 4RG01016, DIESEL FUELED, EMERGENCY ELECTRICAL GENERATION, 6 CYLINDERS, TURBOCHARGED AND AFTERCOOLED, 581 BHP. | Diesel | Caterpillar | 3406B DI | 387.3333 |  |  | 581 | 2425-525 COLORADO AVE | SANTA MONICA | 90404 | GASKELL ALAN | (310) 8184319
2329 | SC | MISSION COMMUNITY HOSPITAL | 393249 | 2001 | F46674 | ICE, CUMMINS, 16 CYLINDERS, TURBOCHARGED, AFTERCOOLED, MODEL NO. QSK60-G6 (2180 KW), 2922 BHP, DIESEL-FUELED, DRIVING AN EMERGENCY ELECTRICAL GENERATOR. | Diesel | Cummins | QSK60-G6 | 2180 | 2180 |  |  | 14850 ROSCOE BLVD | PANORAMA CITY | 91402 | YORK RICH | (818) 9043685
2330 | SC | M-POWER COMMUNICATIONS | 397289 | 2002 | F49802 | ICE, DETROIT DIESEL, MODEL NO. 8163-7405, SERIAL NO. 16VF014828, TURBOCHARGED, AFTERCOOLED, DIESEL FUELED, RATED AT 1120 BHP, DRIVING AN EMERGENCY ELECTRICAL GENERATOR. | Diesel | Detroit Diesel | 8163-7405 | 746.6667 |  |  | 1120 | 362 E FOURTH ST | POMONA | 91766 | KIRKPATRICK BILL | (909) 4550000
2331 | SC | MT. SAN ANTONIO GARDENS - FOOD SERVICE | 385824 | 2001 | F41303 | ICE, CUMMINS, EMERGENCY ELECTRICAL GENERATION, MODEL NO. KTA50-G3, DIESEL FUELED, SIXTEEN CYLINDERS, TURBOCHARGED AND AFTERCOOLED, 2220 BHP. | Diesel | Cummins | KTA50-G3 | 1480 |  |  | 2220 | 900 E HARRISON AVE | POMONA | 91767 | SMITH WILLIAM | (909) 6245061
2333 | SC | NESTLE FOOD COMPANY (DISTRIBUTION CTR) | 389824 | 2001 | F42859 | ICE, DETROIT DIESEL, 12 CYLINDERS, TURBOCHARGED, AFTERCOOLED, MODEL NO. R123-7K36 (835 KW), 1120 BHP, DIESEL-FUELED, DRIVING AN EMERGENCY ELECTRICAL GENERATOR. | Diesel | Detroit Diesel | R123-7K36 | 835 | 835 |  |  | 3450 DULLES DR | MIRA LOMA | 91752 | ELWELL DARRELL | (909) 3607251
2334 | SC | NEXTEL COMMUNICATIONS | 394319 | 2001 | F50690 | ICE, CUMMINS, MODEL NO. QST30-G1, SERIAL NO. 37185709, DIESEL FUELED, FOUR CYCLES, TWELVE CYLINDERS, TURBOCHARGED AND AFTERCOOLED, RATED AT 1135 BHP, DRIVING AN EMERGENCY ELECTRICAL GENERATOR. | Diesel | Cummins | QST30-G1 | 756.6667 |  |  | 1135 | 3910 E 7TH ST | LONG BEACH | 90814 | RAY LERIO | (925) 2792515
2335 | SC | NME HOSPITALS INC, USC UNIVERSITY HOSP | 370017 | 2000 | F43251 | ICE, CATERPILLAR, 16 CYLINDER, TURBOCHARGED AND AFTERCOOLED, MODEL 3516, SERIAL NO. 25Z01714, 2151 BHP, DRIVING AN EMERGENCY ELECTRICAL GENERATOR. | Diesel | Caterpillar | 3516 | 1434 |  |  | 2151 | 1500 SAN PABLO ST | LOS ANGELES | 90033 | LONAS RICHARD | (323) 4428500
2336 | SC | NME HOSPITALS INC, USC UNIVERSITY HOSP | 370018 | 2000 | F43252 | ICE, CATERPILLAR, 16 CYLINDER, TURBOCHARGED AND AFTERCOOLED, MODEL 3516, SERIAL NO. 25Z01716, 2151 BHP, DRIVING AN EMERGENCY ELECTRICAL GENERATOR. | Diesel | Caterpillar | 3516 | 1434 |  |  | 2151 | 1500 SAN PABLO ST | LOS ANGELES | 90033 | LONAS RICHARD | (323) 4428500
2337 | SC | NORTHROP GRUMMAN CORP | 383013 | 2001 | F39506 | ICE, EMERGENCY POWER, DIESEL FUEL, CUMMINS, MODEL KTA38-G3, WITH AFTERCOOLER, TURBOCHARGER, 1340 HP. | Diesel | Cummins | KTA38-G3 | 893.3333 |  | 1340 |  | 1 NORTHROP AVE/12250 CRENSHAW | HAWTHORNE | 90250 | CARDARELLI KAREN | (310) 3311473
2338 | SC | OAKWOOD INTERIORS, INC | 392444 | 2001 | F47055 | INTERNAL COMBUSTION ENGINE, CATERPILLAR, DIESEL-FUELED, EMERGENCY ELECTRICAL GENERATION, MODEL NO. 3412STA, TURBOCHARGED, AFTERCOOLED, 1114 BHP. | Diesel | Caterpillar | 3412 STA | 742.6667 |  |  | 1114 | 1333 S BON VIEW AVE | ONTARIO | 91761 | THOMPSON LEVI | (909) 9303500
2339 | SC | OFFICE DEPOT/VIKING OFFICE PRODUCTS | 392704 | 2001 | F47164 | ICE, CUMMINS, DIESEL-FUELED, EMERGENCY ELECTRICAL GENERATION, MODEL NO. KTA19-G4, SERIAL NO. 37175292, TURBOCHARGED, AFTERCOOLED, SIX CYLINDERS, FOUR CYCLE, 755 BHP. | Diesel | Cummins | KTA19-G4 | 503.3333 |  |  | 755 | 950 W 190TH ST | TORRANCE | 90502 | FORRIS BONITA | (310) 2254416
2340 | SC | OLD FINANCIAL DISTRICT, L. P. | 371695 | 2000 | F32575 | ICE, DETROIT DIESEL, 8 CYLINDERS, TURBOCHARGED, AFTERCOOLED, MODEL NO. R083-7K36 (571 KW) ,765 BHP, DIESEL-FUELED, DRIVING AN EMERGENCY ELECTRICAL GENERATOR. | Diesel | Caterpillar | R083-7K36 | 571 | 571 |  |  | 408 S SPRING ST | LOS ANGELES | 90013 | NEEDLEMAN ERIC | (213) 6224949
2341 | SC | ONE HUNDRED TOWERS LLC, CENTURY PLAZA | 330830 | 1997 | F8689 | ICE, CATERPILLAR, DIESEL-FUELED, EMERGENCY ELECTRICAL GENERATION, MODEL D348, SERIAL NO. 36J613, TURBOCHARGED, AFTERCOOLED, 12 CYLINDERS, 805 BHP. | Diesel | Caterpillar | D348 | 536.6667 |  |  | 805 | 2049 CENTURY PARK EAST GARAGE LEVEL A | LOS ANGELES | 90067 | LOUROS CHRIS | (310) 2267432
2342 | SC | ONE HUNDRED TOWERS LLC, CENTURY PLAZA | 330831 | 1997 | F8690 | ICE, CATERPILLAR, DIESEL-FUELED, EMERGENCY ELECTRICAL GENERATION, MODEL D348, SERIAL NO. 36J797, TURBOCHARGED, AFTERCOOLED, 12 CYLINDERS, 860 BHP. | Diesel | Caterpillar | D348 | 536.6667 |  |  | 805 | 2049 CENTURY PARK EAST GARAGE LEVEL A | LOS ANGELES | 90067 | LOUROS CHRIS | (310) 2267432
2343 | SC | ONE WILSHIRE, CARLYLE ONE WILSHIRE, LLC | 393000 | 2001 | F47172 | ICE, CATERPILLAR, DIESEL FUELED, EMERGENCY ELECTRICAL GENERATION, MODEL 3512, TURBOCHARGED, AFTERCOOLED, 12 CYLINDERS, 1482 BHP. | Diesel | Caterpillar | 3512 | 988 |  |  | 1482 | 624 S GRAND AVE | LOS ANGELES | 90017 | STEVENS PAMELA | (213) 6294831
2344 | SC | ONE WILSHIRE, CARLYLE ONE WILSHIRE, LLC | 393004 | 2001 | F47174 | ICE, CATERPILLAR, DIESEL-FUELED, EMERGENCY ELECTRICAL GENERATION, MODEL 3412, S/N 81Z03521, TURBOCHARGED, INTERCOOLED, 12 CYLINDERS, 680 BHP. | Diesel | Caterpillar | 3412 | 453.3333 |  |  | 680 | 624 S GRAND AVE | LOS ANGELES | 90017 | STEVENS PAMELA | (213) 6294831
2345 | SC | ONE WILSHIRE, CARLYLE ONE WILSHIRE, LLC | 393005 | 2001 | F47175 | ICE, CATERPILLAR, 16-CYLINDERS, TURBOCHARGED, AFTERCOOLED, MODEL NO. 3516 DITA (2000 KW), 2847 BHP, DIESEL-FUELED, DRIVING AN EMERGENCY ELECTRICAL GENERATOR. | Diesel | Caterpillar | 3516 DITA | 2000 | 2000 |  |  | 624 S GRAND AVE | LOS ANGELES | 90017 | STEVENS PAMELA | (213) 6294831
2346 | SC | ONE WILSHIRE, CARLYLE ONE WILSHIRE, LLC | 393006 | 2001 | F47176 | ICE, CATERPILLAR, 16-CYLINDERS, TURBOCHARGED, AFTERCOOLED, MODEL NO. 3516 DITA (2000 KW), 2847 BHP, DIESEL-FUELED, DRIVING AN EMERGENCY ELECTRICAL GENERATOR. | Diesel | Caterpillar | 3516 DITA | 2000 | 2000 |  |  | 624 S GRAND AVE | LOS ANGELES | 90017 | STEVENS PAMELA | (213) 6294831
2347 | SC | ONE WILSHIRE, CARLYLE ONE WILSHIRE, LLC | 393009 | 2001 | F47179 | ICE, CATERPILLAR, 16 CYLINDERS, TURBOCHARGED, AFTERCOOLED, MODEL NO. 3516 DITA (2000 KW), 2847 BHP, DIESEL-FUELED, DRIVING AN EMERGENCY ELECTRICAL GENERATOR. | Diesel | Caterpillar | 3516 DITA | 2000 | 2000 |  |  | 624 S GRAND AVE | LOS ANGELES | 90017 | STEVENS PAMELA | (213) 6294831
2348 | SC | ONE WILSHIRE, CARLYLE ONE WILSHIRE, LLC | 393010 | 2001 | F47180 | ICE, CATERPILLAR, DIESEL-FUELED, EMERGENCY ELECTRICAL GENERATION, MODEL 3516, TURBOCHARGED, AFTERCOOLED, 16 CYLINDERS, 2836 BHP. | Diesel | Caterpillar | 3516 | 1890.6667 |  |  | 2836 | 624 S GRAND AVE | LOS ANGELES | 90017 | STEVENS PAMELA | (213) 6294831
2351 | SC | ORANGE, COUNTY OF - SHERIFF DEPT, FAC OP | 398495 | 2002 | F49699 | ICE, CATERPILLAR, 12 CYLINDERS, TURBOCHARGED, AFTERCOOLED, MODEL NO. 3412C DISTA (750 KW), SERIAL NO. 9EP01633-AFR00306, 1114 BHP, DIESEL FUELED, DRIVING AN EMERGENCY ELECTRICAL GENERATOR. | Diesel | Caterpillar | 3412C DISTA | 750 | 750 |  |  | 13502 MUSICK ST | IRVINE | 92717 | LUU LOUIS | (714) 9358438
2352 | SC | PACIFIC BELL | 272716 | 1992 | D66316 | INTERNAL COMBUSTION ENGINE, CATERPILLAR, MODEL NO. 3516 TA, SERIAL NO. 4XF00425, DIESEL FUELED, EMERGENCY, ELECTRICAL GENERATOR DRIVER, TURBOCHARGED, AFTERCOOLED, 16 CYLINDERS, 2847 BHP. | Diesel | Caterpillar | 3516TA | 1898 |  |  | 2847 | 433 S OLIVE | LOS ANGELES | 90013 | PATEL RAJ | (818) 5782055
2353 | SC | PACIFIC BELL | 381463 | 2001 | F37377 | ICE, CATERPILLAR, 8 CYLINDERS, TURBOCHARGED, AFTERCOOLED, MODEL NO. 3508B DITA (1000 KW), 1480 BHP, DIESEL FUELED, DRIVING AN EMERGENCY ELECTRICAL GENERATOR. | Diesel | Caterpillar | 3508B DITA | 1000 | 1000 |  |  | 4885 LAS VIRGENES RD | CALABASAS | 91302 | SIMINGTON PAT | (818) 8858313
2354 | SC | PACIFIC BELL | 387570 | 2001 | F45422 | ICE, CATERPILLAR, MODEL 3516B DITA, DIESEL FUEL, 16 CYLINDERS, FOUR CYCLE, LEAN BURN, TURBOCHARGED AND AFTERCOOLED, RATED AT 2499 BHP, DRIVING AN EMERGENCY STAND-BY GENERATOR. | Diesel | Caterpillar | 3516B DITA | 1666 |  |  | 2499 | 6900 S VERMONT AVE | LOS ANGELES | 90044 | FARIAS LINUS | (925) 8238851
2355 | SC | PACIFIC BELL | 387761 | 2001 | F45585 | ICE, CATERPILLAR, EMERGENCY ELECTRICAL GENERATION, MODEL NO. 3512B, SERIAL NO. 08RM00703, DIESEL FUELED, TURBOCHARGED AND AFTERCOOLED, 2172 BHP. | Diesel | Caterpillar | 3512B | 1448 |  |  | 2172 | 12722 E BIRCH AVE | HAWTHORNE | 91105 | FARIAS LINUS | (925) 8238851
2356 | SC | PACIFIC BELL | 390083 | 2001 | F46471 | ICE, CATERPILLAR, MODEL NO. 3508B, DIESEL-FUELED, EMERGENCY ELECTRICAL GENERATOR, TURBOCHARGED AND AFTERCOOLED, 1480 BHP. | Diesel | Caterpillar | 3508B | 986.6667 |  |  | 1480 | 6920 VAN NUYS BLVD | VAN NUYS | 91405 | FARIAS LINUS | (925) 8238851
2357 | SC | PACIFIC BELL | 396295 | 2002 | F48938 | ICE, CATERPILLAR, MODEL NO. 3516B DITA, DIESEL FUELED, FOUR CYCLES, SIXTEEN CYLINDERS, TURBOCHARGED AND AFTERCOOLED, RATED AT 2847 BHP, DRIVING AN EMERGENCY ELECTRICAL GENERATOR. | Diesel | Caterpillar | 3516B | 1898 |  |  | 2847 | 6803 CEDROS AVE | VAN NUYS | 91405 | FARIAS LINUS | (925) 8238851
2358 | SC | PACIFIC BELL ENVIRONMENTAL MANAGEMENT | 396577 | 2002 | F48279 | ICE, CATERPILLAR, 8 CYLINDER, TURBOCHARGED, AFTERCOOLED, MODEL 3508B-DITA, 1480 BHP, DIESEL FUELED, DRIVING AN EMERGENCY ELECTRICAL GENERATOR. | Diesel | Caterpillar | 3508B DITA | 986.6667 |  |  | 1480 | 1000 S FREMONT AVE | ALHAMBRA | 91803 | FARIAS LINUS | (925) 8238851
2359 | SC | PACIFIC DESIGN CENTER 1, LLC | 376943 | 2000 | F46793 | ICE, DETROIT DIESEL, MODEL 8163-7305, SERIAL NO. 16VF007037, 860 BHP, DIESEL-FUELED, TURBOCHARGED, AFTERCOOLED, DRIVING AN EMERGENCY ELECTRICAL GENERATOR. | Diesel | Detroit Diesel | 8163-7305 | 573.3333 |  |  | 860 | 8687 MELROSE AVE | WEST HOLLYWOOD | 90069 | HADUCH ED | (213) 6570800
2360 | SC | PACIFIC LIFE INSURANCE | 386987 | 2001 | F40331 | ICE, CUMMINS, 6 CYLINDERS, TURBOCHARGED, AFTERCOOLED, MODEL NO. N14-G2 (399 KW), SERIAL NO. 199091890, 535 BHP, DIESEL-FUELED, DRIVING AN EMERGENCY ELECTRICAL GENERATOR. | Diesel | Cummins | N14-G2 | 399 | 399 |  |  | 700 NEWPORT CENTER DR | NEWPORT BEACH | 92660 | COOPER DENNIS | (949) 2193360
2361 | SC | PACIFIC PALMS CONFERENCE RESORT | 391546 | 2001 | F44968 | ICE, DETROIT DIESEL, DIESEL-FUELED EMERGENCY, ELECTRICAL GENERATION, MDOEL 16V-71T, TURBOCHARGED, AFTERCOOLED, 16 CYLINDERS, 830 BHP. | Diesel | Detroit Diesel | 16V-71T | 553.3333 |  |  | 830 | ONE INDUSTRY HILLS PKY | INDUSTRY | 91744 | UNZUETA RICK | (626) 8542341
2362 | SC | PACIFIC PALMS CONFERENCE RESORT | 391552 | 2001 | F44962 | ICE, CATERPILLAR, DIESEL-FUELED, EMERGENCY ELECTRICAL GENERATION, MODEL 3412TA, TURBOCHARGED, AFTERCOOLED, 12 CYLINDERS, 520 BHP. | Diesel | Caterpillar | 3412TA | 346.6667 |  |  | 520 | ONE INDUSTRY HILLS PKY | INDUSTRY | 91744 | UNZUETA RICK | (626) 8542341
2363 | SC | PACIFIC PLASTICS, INC. | 385932 | 2001 | F43013 | ICE, VOLVO PENTA, 6 CYLINDERS, TURBOCHARGED, AFTERCOOLED, MODEL NO. TAD1630/1GE, 658 BHP, DIESEL-FUELED, DRIVING AN EMERGENCY ELECTRICAL GENERATOR. | Diesel | Volvo | TAD1630GE | 438.6667 |  |  | 658 | 111 S BERRY ST | BREA | 92821 | BAHREMAND FARHARD | (310) 8581026
2364 | SC | PARK PLACE, JAMBOREE LLC | 372052 | 2000 | F42572 | ICE, CATERPILLAR, DIESEL FUELED, DRIVING AN EMERGENCY ELECTRIC GENERATOR, MODEL NO. D348, SERIAL NO. 36J1694, TURBOCHARGED, 750 BHP. | Diesel | Caterpillar | D348 | 500 |  |  | 750 | 3337 MICHELSON DR | IRVINE | 92612 | BICKING JOHN W | (949) 8511660
2365 | SC | PARK PLACE, JAMBOREE LLC | 372955 | 2000 | F42571 | ICE, CATERPILLAR, DIESEL FUELED, DRIVING AN EMERGENCY ELECTRIC GENERATOR, MODEL NO. D348, SERIAL NO. 36J1393, TURBOCHARGED, 750 BHP. | Diesel | Caterpillar | D348 | 1448 |  |  | 2172 | 3337 MICHELSON DR | IRVINE | 92612 | BICKING JOHN W | (949) 8511660
2366 | SC | PARK PLACE, JAMBOREE LLC | 386336 | 2001 | F42512 | ICE, WAUKESHA, DIESEL FUELED, EMERGENCY ELECTRICAL GENERATOR, MODEL L5790DSIU, SERIAL NO. 222849, TURBOCHARGED, AFTERCOOLED, 12 CYLINDERS, 1500 BHP. | Diesel | Waukesha | L5790DSIU | 1033.3333 |  |  | 1550 | 3337 MICHELSON DR | IRVINE | 92612 | BICKING JOHN W | (949) 8511660
2367 | SC | PATRIOT AMERICAN HOSPITALITY OPERATING | 361138 | 1999 | F42030 | ICE, CATERPILLAR, MODEL 3412 SERIAL NO. SCA00788, DIESEL-FUELED, 12 CYLINDERS, TURBOCHARGED AND INTERCOOLED, 680 BHP, DRIVING AN EMERGENCY ELECTRICAL GENERATOR. | Diesel | Caterpillar | 3412 | 453.3333 |  |  | 680 | 1020 N SAN VICENTE BLVD | WEST HOLLYWOOD | 90069 | MITCHELL DANA | (310) 8541111
2368 | SC | POMONA VALLEY HOSPITAL MEDICAL CENTER | 387896 | 2001 | F42123 | ICE, DETROIT DIESEL, EMERGENCY ELECTRICAL GENERATION, MODEL NO. 9125-7316, DIESEL FUELED, TWELVE CYLINDERS, TURBOCHARGED AND AFTERCOOLED, 1440 BHP. | Diesel | Detroit Diesel | 9125-7316 | 960 |  |  | 1440 | 1798 N GAREY AVE | POMONA | 91767 | WRIGHT G. | (909) 8659174
2369 | SC | POMONA VALLEY HOSPITAL MEDICAL CENTER | 387897 | 2001 | F42125 | ICE, DETROIT DIESEL, EMERGENCY ELECTRICAL GENERATION, MODEL NO. 9163-7306, SERIAL NO. 16E0002041, DIESEL FUELED, 1568 BHP. | Diesel | Detroit Diesel | 9163-7306 | 1045.3333 |  |  | 1568 | 1798 N GAREY AVE | POMONA | 91767 | WRIGHT G. | (909) 8659174
2370 | SC | POMONA VALLEY HOSPITAL MEDICAL CENTER | 387898 | 2001 | F42407 | ICE, DETROIT DIESEL, EMERGENCY ELECTRICAL GENERATION, MODEL NO. 9125-7316, DIESEL FUELED, TWELVE CYLINDERS, TURBOCHARGED AND AFTERCOOLED, 1440 BHP. | Diesel | Detroit Diesel | 9125-7316 | 960 |  |  | 1440 | 1798 N GAREY AVE | POMONA | 91767 | WRIGHT G. | (909) 8659174
2372 | SC | PRINCESS CRUISES | 387486 | 2001 | F44705 | ICE, DETROIT DIESEL, MODEL NO. 8123-7416 (12V-92TA), DIESEL-FUELED, EMERGENCY ELECTRICAL GENERATION, TURBOCHARGED AND AFTERCOOLED, 947 BHP. | Diesel | Detroit Diesel | 8123-7416 | 631.3333 |  |  | 947 | 24305 TOWN CENTER DR | VALENCIA | 91355 | DE JESUS MARTIN | (661) 2550765
2373 | SC | PRINCESS CRUISES | 388735 | 2001 | F43837 | ICE, DETROIT DIESEL, 12 CYLINDERS, TURBOCHARGED, AFTERCOOLED, MODEL NO. R123-7K36 (835 KW), 1120 BHP, DIESEL-FUELED, DRIVING AN EMERGENCY ELECTRICAL GENERATOR. | Diesel | Detroit Diesel | R123-7K36 | 556.6667 |  |  | 835 | 24303 TOWN CENTER DR | VALENCIA | 91355 | DE JESUS MARTIN | (661) 2550765
2374 | SC | PRINCESS CRUISES-VALENCIA TOWN CENTER | 393842 | 2001 | F47446 | ICE, DETROIT DIESEL, 12 CYLINDERS, TURBOCHARGED, AFTERCOOLED, MODEL NO. T123-7K36 (1641 KW), 2200 BHP, DIESEL-FUELED, DRIVING AN EMERGENCY ELECTRICAL GENERATOR. | Diesel | Detroit Diesel | T123-7K36 | 1641 | 1641 |  |  | 24200 MAGIC MOUNTAIN PKY | VALENCIA | 91355 | CZARNECKI RON | (661) 2844100
2375 | SC | PROMENADE LLC | 389733 | 2001 | F43159 | ICE, CUMMINS, ENGINE, CO. MODEL NO. N-14G2, DIESEL FUELED, EMERGENCY ELECTRICAL GENERATOR DRIVER, TURBOCHARGED AND AFTERCOOLED, 535 BHP. | Diesel | Cummins | N14-G2 | 356.6667 |  |  | 535 | 6100 TOPANGA CANYON BLVD | WOODLAND HILLS | 91367 | BESS JIM | (818) 5948732
2376 | SC | PURITAN BAKERY INC | 390056 | 2001 | F45327 | ICE, EMERGENCY POWER, DIESEL FUEL, CATERPILLAR, MODEL 3512 DITA, 1676 BHP. | Diesel | Caterpillar | 3512 DITA | 1117.3333 |  |  | 1676 | 1624 E CARSON ST | CARSON | 90745 | HAGLUND JOHN | (310) 8305451
2377 | SC | PWREF/MCC - SOUTH COAST LLC | 393690 | 2001 | F47442 | ICE, CATERPILLAR, DIESEL-FUELED, EMERGENCY ELECTRICAL GENERATION, MODEL 3412, SERIAL NO. 81Z03526, TURBOCHARGED, AFTERCOOLED, 12 CYLINDERS, 680 BHP. | Diesel | Caterpillar | 3412 | 453.3333 |  |  | 680 | 575 ANTON BLVD | COSTA MESA | 92626 | NELSON CAL | (714) 7510200
2378 | SC | QUEST DIAGNOSTICS INC | 392287 | 2001 | F46937 | ICE, DETROIT DIESEL, 16 CYLINDERS, TURBOCHARGED, AFTERCOOLED, MODEL R163-7K36 (16V-2000), 1200 BHP, DIESEL FUELED, DRIVING AN EMERGENCY ELECTRICAL GENERATOR. | Diesel | Detroit Diesel | R163-7K36 | 800 |  |  | 1200 | 33608 Ortega Hwy. | SAN JUAN CAPISTRANO | 92675 | MARTIN EDDY | (949) 7284574
2379 | SC | QUEST DIAGNOSTICS INC | 392288 | 2001 | F46935 | ICE, CUMMINS, 16 CYLINDERS, TURBOCHARGED, AFTERCOOLED, MODEL KTA50-G9, 2220 BHP, DIESEL FUELED, DRIVING AN EMERGENCY ELECTRICAL GENERATOR. | Diesel | Cummins | KTA50-G9 | 1480 |  |  | 2220 | 33608 Ortega Hwy. | SAN JUAN CAPISTRANO | 92675 | MARTIN EDDY | (949) 7284574
2380 | SC | QUEST DIAGNOSTICS INC | 392289 | 2001 | F46939 | ICE, DETROIT DIESEL, 16 CYLINDERS, TURBOCHARGED, AFTERCOOLED, MODEL R163-7K36 (16V-2000), 1350 BHP, DIESEL FUELED, DRIVING AN EMERGENCY ELECTRICAL GENERATOR. | Diesel | Detroit Diesel | R163-7K36 | 900 |  |  | 1350 | 33608 Ortega Hwy. | SAN JUAN CAPISTRANO | 92675 | MARTIN EDDY | (949) 7284574
2381 | SC | QWEST COMMUNICATIONS CORPORATION | 394598 | 2001 | F47826 | ICE, CATERPILLAR, 12 CYLINDERS, TURBOCHARGED, AFTERCOOLED, MODEL NO. 3512B DITA (1500 KW), SERIAL NO. 8RM00528, 2155 BHP, DIESEL-FUELED, DRIVING AN EMERGENCY ELECTRICAL GENERATOR. | Diesel | Caterpillar | 3512B DITA | 1500 | 1500 |  |  | 600 W 7TH ST | LOS ANGELES | 90017 | REICHERT LARRY | (303) 9923223
2382 | SC | QWEST COMMUNICATIONS CORPORATION | 394599 | 2001 | F48936 | ICE, CATERPILLAR, 12 CYLINDERS, TURBOCHARGED, AFTERCOOLED, MODEL NO. 3512B DITA (1500 KW), SERIAL NO. 8RM00524, 2155 BHP, DIESEL-FUELED, DRIVING AN EMERGENCY ELECTRICAL GENERATOR. | Diesel | Caterpillar | 3512B DITA | 1500 | 1500 |  |  | 600 W 7TH ST | LOS ANGELES | 90017 | REICHERT LARRY | (303) 9923223
2383 | SC | RAUCH INDUSTRIES, INC. | 393685 | 2001 | F49036 | ICE, DETROIT DIESEL, 12 CYLINDERS, TURBOCHARGED, AFTERCOOLED, MODEL NO. R123-7K35 (679 KW), SERIAL NO. 0710858, 910 BHP, DIESEL FUELED, DRIVING AN EMERGENCY ELECTRICAL GENERATOR. | Diesel | Detroit Diesel | R123-7K35 | 452.6667 |  |  | 679 | 11640 HARREL ST | MIRA LOMA | 91752 | JUAREZ MARTIN | (909) 3611000
2384 | SC | RAYMOND ENKEBOLL DESIGNS | 387240 | 2001 | F41172 | ICE, DETROIT DIESEL, 8 CYLINDERS, TURBOCHARGED, AFTERCOOLED, MODEL NO. R083-7K36 (571 KW), 765 BHP, DIESEL-FUELED, DRIVING AN EMERGENCY ELECTRICAL GENERATOR. | Diesel | Detroit Diesel | R083-7K35 | 571 | 571 |  |  | 16506 AVALON BLVD | CARSON | 90746 | CORONA FELIPE | (310) 5321400
2386 | SC | RENAISSANCE HOLLYWOOD HOTEL | 389474 | 2001 | F46702 | ICE, DETROIT DIESEL, DIESEL-FUELED, EMERGENCY ELECTRICAL GENERATION, MODEL NO. R163-7K36 (16V-2000), TURBOCHARGED, AFTERCOOLED, SIXTEEN CYLINDERS, FOUR CYCLE, 1350 BHP. | Diesel | Detroit Diesel | R163-7K36 | 900 |  |  | 1350 | 1755 N HIGHLAND AVE | LOS ANGELES | 90028 | CORMIER JAKE | (323) 8561200
2387 | SC | RIVERSIDE CEMENT CO (EIS USE) | 385897 | 2001 | F39682 | ICE, EMERGENCY POWER, LEAN BURN, DIESEL FUEL, CATERPILLAR, MODEL 3516, FOUR CYCLE, WITH AFTERCOOLER, TURBOCHARGER, 2628 BHP. | Diesel | Caterpillar | 3516 | 1788 |  |  | 2682 | 1500 RUBIDOUX BLVD | RIVERSIDE | 92509 | KULESZA EUGENE | (909) 6836458
2391 | SC | ROCKEFELLER GROUP GATEWAY SOLUTIONS | 392673 | 2001 | F46469 | ICE, CATERPILLAR, DIESEL-FUELED, EMERGENCY ELECTRICAL GENERATION, MODEL NO. 3516B DITA, SERIAL NO. FDN00326, TURBOCHARGED, AFTERCOOLED, 16 CYLINDERS, FOUR CYCLE, 2847 BHP. | Diesel | Caterpillar | 3516B DITA | 1898 |  |  | 2847 | 2001 E DYER | SANTA ANA | 92507 | VALENCIA JERRY | (858) 5231121
2393 | SC | SANTA MONICA - UCLA MEDICAL CENTER | 385993 | 2001 | F40652 | ICE, CUMMINS, MODEL NO. KTA50-G9, DIESEL FUEL, 16 CYLINDERS, TURBOCHARGED AND AFTERCOOLED, RATED AT 2220 BHP, DRIVING AN ELECTRICAL GENERATOR. | Diesel | Cummins | KTA50-G9 | 1480 |  |  | 2220 | 1250 16TH ST | SANTA MONICA | 90404 | OTT DAVID | (310) 7945369
2394 | SC | SANTA MONICA SEAFOOD COMPANY, INC. | 397646 | 2002 | F49602 | ICE, CATERPILLAR, MODEL 3508B DITASC, TURBOCHARGED, AFTERCOOLED, DIESEL FUELE,D RATED AT 1502 BHP, DRIVING AN EMERGENCY ELECTRICLA GENERATOR. | Diesel | Caterpillar | 3508B DITASC | 1001.3333 |  |  | 1502 | 18531 BROADWICK ST | RANCHO DOMINGUEZ | 90220 | SMITH RICHARD | (310) 4518844
2395 | SC | SCHNEIDER NATIONAL, INC | 392809 | 2001 | F46973 | ICE, DETROIT DIESEL, MODEL NO. R123-7K36 (12V-2000), DIESEL FUELED, FOUR CYCLES, TWELVE CYLINDERS, TURBOCHARGED AND AFTERCOOLED, RATED AT 1120 BHP, DRIVING AN EMERGENCY ELECTRICAL GENERATOR. | Diesel | Detroit Diesel | R123-7K36 | 746.6667 |  |  | 1120 | 14392 VALLEY BLVD | FONTANA | 92335 | AUZENNE MIKE | (909) 5742162
2396 | SC | SHCI SM BCH HOTEL LLC, LOWES SM BCH HOTE | 344702 | 1998 | F20838 | ICE, EMERGENCY POWER, DIESEL FUEL, DETROIT DIESEL, MODEL 8163-7405, WITH AFTERCOOLER, TURBOCHARGER, 1095 HP. | Diesel | Detroit Diesel | 8163-7405 | 730 |  |  | 1095 | 1700 OCEAN AVE | SANTA MONICA | 90401 | CALA SAM | (310) 5763122
2398 | SC | SMART & FINAL | 387821 | 2001 | F42519 | ICE, CUMMINS, EMERGENCY ELECTRICAL GENERATION, MODEL NO. QST30-G1, DIESEL FUELED, TWELVE CYLINDERS, TURBOCHARGED, AND AFTERCOOLED, 1135 BHP. | Diesel | Cummins | QST30-G1 | 756.6667 |  |  | 1135 | 600 CITADEL DR | COMMERCE | 90040 | MONIER GERALD | (949) 4623945
2399 | SC | SNAK KING CORP | 398396 | 2002 | F49660 | ICE, CUMMINS, 12 CYLINDERS, TURBOCHARGED, AFTERCOOLED, MODEL QST30-G5 (1112 KW), SERIAL NO. E010244513, 1490 BHP, DIESEL FUELED, DRIVING AN EMERGENCY ELECTRICAL GENERATOR | Diesel | Cummins | QST30-G5 | 1112 | 1112 |  |  | 16150 E STEPHENS ST | INDUSTRY | 91745 | ROOPE DAN | (626) 3367711
2400 | SC | SO CAL GAS CO UNIT NO.02 | C43071 | 1982 | D08581 | ICE, UNIT 9, INGERSOLL-RAND, NATURAL GAS-FUELED, MODEL 412 KVS, 12 CYLINDERS, 2000 BHP, WITH A SELECTIVE CATALYTIC REACTOR, DUPONT MONOLITE TYPE. | Natural Gas | Ingersoll-Rand | 412 KVS | 1333.3333 |  |  | 2000 | 831 N HOWARD AVE | MONTEBELLO | 90640 | SANCHEZ MANUEL | (310) 5782681
2401 | SC | SOUTHERN CAL REGIONAL RAIL AUTHORITY | 360880 | 1999 | F42558 | ICE, CUMMINS, 6 CYLINDER, TURBOCHARGED AND AFTERCOOLED, MODEL 350DFCC, SERIAL NO. L910439914, 535 BHP, DRIVING AN EMERGENCY ELECTRICAL GENERATOR. | Diesel | Cummins | 350DFCC | 356.6667 |  |  | 535 | 1555 SAN FERNANDO RD | LOS ANGELES | 90065 | ADAY CHICK | (323) 2243455
2402 | SC | SOUTHERN CALIFORNIA AUTO AUCTIONS | 390153 | 2001 | F43466 | ICE, DETROIT DIESEL, 6 CYLINDERS, TURBOCHARGED, AFTERCOOLED, MODEL NO. 6063-TK35 (410 KW), 550 BHP, DIESEL-FUELED, DRIVING AN EMERGENCY ELECTRICAL GENERATOR. | Diesel | Detroit Diesel | 6063-TK35 | 410 | 410 |  |  | 10750 HEMLOCK AVE | FONTANA | 92337 | NORRISH RUSS | (909) 8222261
2403 | SC | SP 3 HUTTON CENTRE, LLC | 390829 | 2001 | F44541 | ICE, CUMMINS, DIESEL-FUELED, EMERGENCY ELECTRICAL GENERATION, MODEL VTA28 G1, SERIAL NO. 37108962, TURBOCHARGED, AFTERCOOLED, 12 CYLINDERS, 760 BHP. | Diesel | Cummins | VTA28-G1 | 506.6667 |  |  | 760 | 3 HUTTON CENTRE DR STE 870 | SANTA ANA | 92707 | SPETH JODY | (714) 5454976
2404 | SC | SPRINT E SOLUTIONS | 391111 | 2001 | F44866 | ICE, CUMMINS, 16 CYLINDERS, TURBOCHARGED, AFTERCOOLED, MODEL NO. QSK60-G6 (2180 KW), SERIAL NO. B010205903, 2922 BHP, DIESEL-FUELED, DRIVING AN EMERGENCY ELECTRICAL GENERATOR. | Diesel | Cummins | QSK60-G6 | 2180 | 2180 |  |  | 900 N ALAMEDA ST | LOS ANGELES | 91007 | PORTER PATTY | (816) 8228498
2405 | SC | SPRINT E SOLUTIONS | 391112 | 2001 | F44867 | ICE, CUMMINS, 16 CYLINDERS, TURBOCHARGED, AFTERCOOLED, MODEL NO. QSK60-G6 (2180 KW), SERIAL NO. B010205904, 2922 BHP, DIESEL-FUELED, DRIVING AN EMERGENCY ELECTRICAL GENERATOR. | Diesel | Cummins | QSK60-G6 | 2180 | 2180 |  |  | 900 N ALAMEDA ST | LOS ANGELES | 91007 | PORTER PATTY | (816) 8228498
2406 | SC | SSB REALTY LLC - PIMCO | 398231 | 2002 | F50010 | ICE, CATERPILLAR, MODEL 3412 DITTA (700 KW), DIESEL FUEL, TURBOCHARGED AND AFTERCOOLED, RATED AT 1025 BHP, DRIVING AN EMERGENCY ELECTRICAL GENERATOR. | Diesel | Caterpillar | 3412 DITTA | 700 | 700 |  |  | 1400 NEWPORT CENTER DR | NEWPORT BEACH | 92658 | DOYLE FRANK | (617) 9850247
2407 | SC | ST. VINCENT MEDICAL GROUP | 369446 | 2000 | F39062 | ICE, CUMMINS, MODEL NO. QST30-G1, DIESEL FUELED, EMERGENCY ELECTRICAL GENERATOR, 12 CYLINDERS, TURBOCHARGED, AND AFTERCOOLED, 1135 BHP. | Diesel | Cummins | QST30-G1 | 756.6667 |  |  | 1135 | 2131 W 3RD ST | LOS ANGELES | 90057 | SEARS RICHARD | (213) 4847153
2408 | SC | SUNLINE TRANSIT AGENCY | 365082 | 1999 | F26167 | ICE, CUMMINS, MODEL GQTA-19-G, SERIAL NO. 90787, NATURAL GAS FUELED, LEAN BURN, FOUR CYCLE, TURBOCHARGED AND AFTERCOOLED, SIX CYLINDERS, RATED AT 470 BHP, DRIVING AN EMERGENCY ELECTRICAL GENERATOR. | Natural Gas | Cummins | GQTA-19-G | 313.3333 |  |  | 470 | 32-505 HARRY OLIVER TRAIL | THOUSAND PALMS | 92276 | EDWARDS TOMMY | (760) 3433456
2409 | SC | SYSCO FOOD SERV OF LOS ANGELES INC | 391610 | 2001 | F45588 | ICE, CUMMINS, MODEL VTA-28-GS2, S/N B890212247, DIESEL FUELED, FOUR CYCLE, SIX CYLINDERS, LEAN BURN TURBOCHARGED AND AFTERCOOLED, RATED AT 900 BHP, DRIVING AN EMERGENCY ELECTRICAL GENERATOR. | Diesel | Cummins | VTA28-GS2 | 600 |  |  | 900 | 20701 CURRIER RD | INDUSTRY | 91789 | PATTERSON KEN | (714) 5983371
2410 | SC | SYSCO FOOD SERV OF LOS ANGELES INC | 391611 | 2001 | F47011 | ICE, DETROIT DIESEL, MODEL T1637K36, S/N 52720005ID, DIESEL FUELED, FOUR CYCLE, SIXTEEN CYLINDERS, LEAN BURN, TURBOCHARGED AND AFTERCOOLED, RATED AT 2550 BHP, DRIVING AN EMERGENCY ELECTRICAL GENERATOR. | Diesel | Detroit Diesel | T163-7K36 | 1700 |  |  | 2550 | 20701 CURRIER RD | INDUSTRY | 91789 | PATTERSON KEN | (714) 5983371
2411 | SC | TCI ALUMINUM | 386297 | 2001 | F41116 | ICE, CATERPILLAR, MODEL NO. 3508 DITA, SERIAL NO. 23701946, DIESEL FUEL, FOUR CYCLE, LEAN BURN, TURBOCHARGED, RATED AT 1220 BHP, DRIVING AN ELECTRICAL GENERATOR. | Diesel | Caterpillar | 3508 DITA | 813.3333 |  |  | 1220 | 240 E ROSECRANS | GARDENA | 90247 | WALKER LARRY | (310) 3235613
2415 | SC | TENET HEALTHSYSTEM DFH INC, DANIEL FREEM | 393364 | 2001 | F47393 | ICE, CUMMINS, DIESEL-FUELED, EMERGENCY ELECTRICAL GENERATION, MODEL KTA2300G, TURBOCHARGED, AFTERCOOLED, 12 CYLINDERS, 900 BHP. | Diesel | Cummins | KTA2300G | 600 |  |  | 900 | 333 N PRAIRIE AVE | INGLEWOOD | 90301 | LEMIEUX MAURICE | (310) 6747050
2416 | SC | TENET HEALTHSYSTEM DFH INC, DANIEL FREEM | 393365 | 2001 | F47394 | ICE NO. 4, DETROIT DIESEL, MODEL V71-7123-7305, SERIAL NO. 12VA81452, EMERGENCY ELECTRICAL GENERATION, DIESEL-FUELED, 12 CYLINDERS, 599 BHP, TURBOCHARGED, WITH AN AIR-TO-AIR COOLER. | Diesel | Detroit Diesel | V71-7123-7305 | 399.3333 |  |  | 599 | 333 N PRAIRIE AVE | INGLEWOOD | 90301 | LEMIEUX MAURICE | (310) 6747050
2417 | SC | TENET HEALTHSYSTEM DFH INC, DANIEL FREEM | 393366 | 2001 | F47395 | ICE, DETROIT DIESEL, MODEL 8123-7416, DIESEL-FUELED, EMERGENCY ELECTRICAL GENERATION, TURBOCHARGED, AFTERCOOLED, 12 CYLINDERS, 947 BHP. | Diesel | Detroit Diesel | 8123-7416 | 631.3333 |  |  | 947 | 333 N PRAIRIE AVE | INGLEWOOD | 90301 | LEMIEUX MAURICE | (310) 6747050
2418 | SC | TENET HEALTHSYSTEM DFH INC, DANIEL FREEM | 393371 | 2001 | F47399 | ICE, DETROIT DIESEL, 8 CYLINDERS, TURBOCHARGED, AFTERCOOLED, MODEL NO. 8083-7416 (8V-92TA), 643 BHP, DIESEL FUELED, DRIVING AN EMERGENCY ELECTRICAL GENERATOR. | Diesel | Detroit Diesel | 8083-7416 | 428.6667 |  |  | 643 | 333 N PRAIRIE AVE | INGLEWOOD | 90301 | LEMIEUX MAURICE | (310) 6747050
2420 | SC | THE BOEING COMPANY | 396035 | 2002 | F47921 | ICE, CATERPILLAR, MODEL NO. 3406 DITA, DIESEL FUELED, NON-ROAD, SIX CYLINDER, 587 BHP, TURBOCHARGED, AFTERCOOLED, DRIVING AN EMERGENCY ELECTRICAL GENERATOR. | Diesel | Caterpillar | 3406 DITA | 391.3333 |  |  | 587 | 8900 DE SOTO AVE | CANOGA PARK | 91304 | TEWELDE LEUL | (818) 5864005
2421 | SC | THE HOME DEPOT | 385750 | 2001 | F42218 | ICE, DETROIT DIESEL, EMERGENCY ELECTRICAL GENERATION, MODEL NO. 6063-TK35, DIESEL FUELED, SIX CYLINDERS, TURBOCHARGED, AND AFTERCOOLED, 550 BHP. | Diesel | Detroit Diesel | 6063-TK35 | 366.6667 |  |  | 550 | 1675 WILSHIRE BLVD | LOS ANGELES | 90017 | SOBECK SCOTT | (714) 9403542
2423 | SC | THE TOWER, EOP, A DELAWARE LLC | 391629 | 2001 | F45371 | ICE, CATERPILLAR, DIESEL-FUELED, EMERGENCY ELECTRICAL GENERATION, MODEL 3412, SERIAL NO. 81Z05957, TURBOCHARGED, AFTERCOOLED, 12 CYLINDERS, 749 BHP. | Diesel | Caterpillar | 3412 | 499.3333 |  |  | 749 | 10940 WILSHIRE BLVD | LOS ANGELES | 90024 | GONZALES DIANA | (310) 2080940
2424 | SC | THE VONS COMPANIES, INC #45070 | 392004 | 2001 | F45339 | ICE, CATERPILLAR, 16 CYLINDERS, TURBOCHARGED, AFTERCOOLED, MODEL NO. 3516B DITA, 2000 KW (NONEPA), SERIAL NO. 6HN01369, 2847 BHP, DIESEL-FUELED, DRIVING AN EMERGENCY ELECTRICAL GENERATOR. | Diesel | Caterpillar | 3516B DITA | 2000 | 2000 |  |  | 12801 EXCELSIOR DR | SANTA FE SPRINGS | 90670 | BRIGGERMAN ERROL | (310) 8026337
2425 | SC | TIME WARNER - PALMYRITA INDUSTRIAL | 391248 | 2001 | F44454 | ICE, CATERPILLAR, 6 CYLINDERS, TURBOCHARGED, AFTERCOOLED, MODEL NO. 3406 DITA (400 KW), 587 BHP, DIESEL-FUELED, DRIVING AN EMERGENCY ELECTRICAL GENERATOR. | Diesel | Caterpillar | 3406 DITA | 400 | 400 |  |  | 1110 PALMYRITA AVE | RIVERSIDE | 92507 | OKSENDAHL SYLVIA | (503) 5525516
2426 | SC | TOOLEY & COMPANY | 192077 | 1989 | D09684 | INTERNAL COMBUSTION ENGINE, CUMMINS, DIESEL-FUELED, EMERGENCY ELECTRICAL GENERATION, MODEL NTA-855-G3, SERILA NO. 58524, TURBOCHARGED, AFTERCOOLED, 6 CYLINDERS, 535 BHP. | Diesel | Cummins | NTA855-G3 | 356.6667 |  |  | 535 | 5 PARK PLZ | IRVINE | 92714 | BANICH MIKE | (714) 2512135
2427 | SC | TOPA MANAGEMENT CO | 384471 | 2001 | F41995 | ICE, CATERPILLAR, MODEL 3406B, DIESEL-FUELED, EMERGENCY ELECTRICAL GENERATION, 6 CYLINDERS, TURBOCHARGED, AFTERCOOLED, 587 BHP. | Diesel | Caterpillar | 3406B | 391.3333 |  |  | 587 | 1800 AVENUE OF THE STARS STE 1400 | LOS ANGELES | 90067 | FLORES GEORGE | (310) 2039199
2428 | SC | TYCO NETWORKS (US) INC. | 397466 | 2002 | F49060 | ICE, CATERPILLAR, 6 CYLINDER, TURBOCHARGED, AFTERCOOLED, MODEL 3456 DITAAA (300 KW), 471 BHP, DIESEL FUELED, DRIVING AN EMERGENCY ELECTRICAL GENERATOR. | Diesel | Caterpillar | 3456 DITAAA | 300 | 300 |  |  | 811 N CATALINA AVE | REDONDO BEACH | 90277 | MULVIHILL MICHAEL | (732) 2824130
2430 | SC | TYCOM GLOBAL NETWORK TELEXCHANGE FACILTI | 390354 | 2001 | F46187 | ICE, CATERPILLAR, DIESEL-FUELED, EMERGENCY ELECTRICAL GENERATION, MODEL NO. 3516B DITA, SERIAL NO. FDN00451, TURBOCHARGED, AFTERCOOLED, 16 CYLINDERS, FOUR CYCLE, 2885 BHP. | Diesel | Caterpillar | 3516B DITA | 1923.3333 |  |  | 2885 | 900 N ALAMEDA ST | LOS ANGELES | 90012 | CONNORS DAVID | (562) 4372117
2431 | SC | TYCOM GLOBAL NETWORK TELEXCHANGE FACILTI | 392350 | 2001 | F46188 | ICE, CATERPILLAR, DIESEL-FUELED, EMERGENCY ELECTRICAL GENERATION, MODEL NO. 3516B DITA, SERIAL NO. FDN00452, TURBOCHARGED, AFTERCOOLED, 16 CYLINDERS, FOUR CYCLE, 2885 BHP. | Diesel | Caterpillar | 3516B DITA | 1923.3333 |  |  | 2885 | 900 N ALAMEDA ST | LOS ANGELES | 90012 | CONNORS DAVID | (562) 4372117
2432 | SC | TYCOM GLOBAL NETWORK TELEXCHANGE FACILTI | 392351 | 2001 | F46189 | ICE, CATERPILLAR, DIESEL-FUELED, EMERGENCY ELECTRICAL GENERATION, MODEL NO. 3516B DITA, SERIAL NO. FDN00453, TURBOCHARGED, AFTERCOOLED, 16 CYLINDERS, FOUR CYCLE, 2885 BHP. | Diesel | Caterpillar | 3516B DITA | 1923.3333 |  |  | 2885 | 900 N ALAMEDA ST | LOS ANGELES | 90012 | CONNORS DAVID | (562) 4372117
2433 | SC | U.S. GOVT/GEN SERV'S ADMIN | 397549 | 2002 | F49987 | ICE, CUMMINS, MODEL NO. QSX15-G9, SERIAL NO. 14016728, TURBOCHARGED, AFTERCOOLED, DIESEL FUELED, RATED AT 755 BHP, DRIVING AN EMERGENCY ELECTRICAL GENERATOR. | Diesel | Cummins | QSX15-G9 | 503.3333 |  |  | 755 | 11000 WILSHIRE BLVD | LOS ANGELES | 90024 | PORTER BETTYE | (310) 2356244
2434 | SC | U.S. GOVT/GEN SERV'S ADMIN | 397547 | 2002 | F50104 | ICE, CUMMINS, MODEL NO. VT12-6350-GS, SERIAL NO. 10361143, TURBOCHARGED, DIESEL FUELED, RATED AT 545 BHP, DRIVING AN EMERGENCY ELECTRICAL GENERATOR. | Diesel | Cummins | VT12-6350-GS | 363.3333 |  |  | 545 | 11000 WILSHIRE BLVD | LOS ANGELES | 90024 | PORTER BETTYE | (310) 2356244
2435 | SC | ULTRAMAR INC (NSR USE ONLY) | 375761 | 2000 | F35675 | ICE, ENGINE, EMERGENCY POWER, DIESEL FUEL, CATERPILLAR, MODEL 3512B-DITA, WITH AFTERCOOLER, TURBOCHARGER, 1807 BHP. | Diesel | Caterpillar | 3512B DITA | 1204.6667 |  |  | 1807 | 2402 E ANAHEIM ST | WILMINGTON | 90744 | PRICE DAVID | (562) 4916797
2437 | SC | UNITED AIRLINES INC | 385017 | 2001 | F44054 | ICE, DETROIT DIESEL, EMERGENCY ELECTRICAL GENERATION, MODEL NO. 12V-92TA, SERIAL NO. 12VF013872, DIESEL FUELED, TWELVE CYLINDERS, TURBOCHARGED AND AFTERCOOLED, 830 BHP. | Diesel | Detroit Diesel | 12V-92TA | 553.3333 |  |  | 830 | 6010 & 6020 AVION DR | LOS ANGELES | 90045 | COTTRELL ART | (310) 3428404
2438 | SC | UNITEK CORP/3M | 387244 | 2001 | F41273 | ICE, CATERPILLAR, 12 CYLINDERS, TURBOCHARGED, AFTERCOOLED, MODEL NO. 3512EUI, 1676 BHP, DIESEL-FUELED, DRIVING AN EMERGENCY ELECTRICAL GENERATOR. | Diesel | Caterpillar | 3512 EUI | 1117.3333 |  |  | 1676 | 2724 S PECK RD | MONROVIA | 91016 | HANSON JON | (626) 5744451
2439 | SC | UNIV. OF CALIF. RIVERSIDE - PHYSICS BLDG | 391435 | 2001 | F45861 | ICE, CUMMINS, KTA19-G3, DIESEL FUEL, SIX CYLINDERS, TURBOCHARGED AND AFTERCOOLED, RATED AT 685 BHP, DRIVING AN EMERGENCY ELECTRICAL GENERATOR (LOCATED AT PHYSICS BLDG.) | Diesel | Cummins | KTA19-G3 | 456.6667 |  |  | 685 | UCR PHYSICS BLDG | RIVERSIDE | 92507 | MACMULLIN GEORGE | (909) 7874201
2440 | SC | UNIVERSAL MUSIC GROUP | 385787 | 2001 | F41557 | ICE, CATERPILLAR, MODEL 3512 DITA, DIESEL FUEL, TWELVE CYLINDER, TURBOCHARGED AND AFTERCOOLED, RATED AT 1592 BHP, DRIVING AN EMERGENCY GENERATOR. | Diesel | Caterpillar | 3512 DITA | 1061.3333 |  |  | 1592 | 2220 COLORADO AVE | SANTA MONICA | 90404 | MIRZAYAN GEORGE | (310) 8659904
2441 | SC | UNIVERSITY OF CALIFORNIA, LOS ANGELES | 377360 | 2000 | F36980 | ICE, DETROIT DIESEL, MODEL NO. 6063-TK35, DIESEL FUEL, SIX CYLINDERS, TURBOCHARGED AND AFTERCOOLED, RATED AT 550 BHP, DRIVING AN EMERGENCY STANDBY GENERATOR. | Diesel | Detroit Diesel | 6063-TK35 | 366.6667 |  |  | 550 | 405 HILGARD AVE | LOS ANGELES | 90024 | OTT DAVID | (310) 7945369
2442 | SC | UNIVERSITY OF CALIFORNIA, LOS ANGELES | 398478 | 2002 | F49789 | ICE, CUMMINS, 6 CYLINDERS, TURBOCHARGED, AFTERCOOLED, MODEL NO. N14-G2 (399 KW), SERIAL NO. 12027427, 535 BHP, DIESEL-FUELED, DRIVING AN EMERGENCY ELECTRICAL GENERATOR. | Diesel | Cummins | N14-G2 | 399 | 399 |  |  | 405 HILGARD AVE | LOS ANGELES | 90024 | OTT DAVID | (310) 7945369
2443 | SC | UNIVERSITY SO CALIFORNIA,HEALTH SCIENCES | 389017 | 2001 | F43165 | ICE, DETROIT DIESEL, 12 CYLINDERS, TURBOCHARGED, AFTERCOOLED, MODEL NO. T123-7K36 (1641 KW), 2200 BHP, DIESEL-FUELED, DRIVING AN EMERGENCY ELECTRICAL GENERATOR. | Diesel | Detroit Diesel | T123-7K36 | 1641 | 1641 |  |  | 2011 ZONAL AVE | LOS ANGELES | 90033 | BURGOS ANGEL C | (323) 4422209
2448 | SC | VERDUGO HILLS HOSP | 151427 | 1986 | M55331 | ICE, DETROIT DIESEL, DIESEL FUELED, EMERGENCY ELECTRICAL GENERATION, MODEL 7163-7000, SERIAL NO. 16VA-5860, ROOTS-BLOWN SCAVENGED, AFTERCOOLED, 16 CYLINDERS, 581 BHP. | Diesel | Detroit Diesel | 7163-7000 | 387.3333 |  |  | 581 | 1812 VERDUGO BLVD ACCTS PAYABLE DEPT | GLENDALE | 91208 | MANN ED | (818) 9522201
2449 | SC | VERDUGO HILLS HOSP | 151428 | 1986 | M55332 | ICE, DETROIT DIESEL, DIESEL FUELED, EMERGENCY ELECTRICAL GENERATION, MODEL 81637305, SERIAL NO. 16VF006386, TURBOCHARGED, AFTERCOOLED, 16 CYLINDERS, 860 BHP. | Diesel | Detroit Diesel | 8163-7305 | 573.3333 |  |  | 860 | 1812 VERDUGO BLVD ACCTS PAYABLE DEPT | GLENDALE | 91208 | MANN ED | (818) 9522201
2450 | SC | VERIZON CALIFORNIA INC | 140748 | 1986 | M50738 | ICE, CATERPILLAR, DIESEL FUELED, EMERGENCY ELECTRICA LGENERATIONM MODEL 3412, TURBOCHARGED, AFTERCOOLED, 12 CYLINDERS, 670 BHP. | Diesel | Caterpillar | 3412 | 446.6667 |  |  | 670 | 5841 CREST RD | ROLLING HILLS | 90503 | POSERINA WILLIAM | (805) 3725682
2451 | SC | VERIZON CALIFORNIA INC | 392221 | 2001 | F50652 | ICE, CATERPILLAR, EMERGENCY ELECTRICAL GENERATION, MODEL NO. 3408B, SERIAL NO. 78Z03134, DIESEL FUELED, EIGHT CYLINDERS, TURBOCHARGED AND AFTERCOOLED, 603 BHP. | Diesel | Caterpillar | 3408B | 402 |  |  | 603 | 12409 YORBA AVE | CHINO | 91710 | GILMORE MARTIN | (56 ) 6270186
2452 | SC | VERIZON CALIFORNIA INC | 381803 | 2001 | F40707 | ICE, CATERPILLAR, EMERGENCY ELECTRICAL GENERATION, MODEL NO. 3508B-DITA, SERIAL NO. 6PN00749 (GC-177), DIESEL FUELED, EIGHT CYLINDERS, TURBOCHARGED AND AFTERCOOLED, 1480 BHP. | Diesel | Caterpillar | 3508B DITA | 986.6667 |  |  | 1480 | 20747 E VALLEY BLVD | WALNUT | 91789 | GILMORE MARTIN | (56 ) 6270186
2453 | SC | VERIZON CALIFORNIA INC | 384435 | 2001 | F38597 | ICE, CATERPILLAR, 6 CYLINDERS, TURBOCHARGED, AFTERCOOLED, MODEL NO. 3406 DITA (400 KW), SERIAL NO. GC-153, 587 BHP, DIESEL-FUELED, DRIVING AN EMERGENCY ELECTRICAL GENERATOR. | Diesel | Caterpillar | 3406 DITA | 400 | 400 |  |  | 165 MONTE VISTA AVE | SAN DIMAS | 91773 | GILMORE MARTIN | (56 ) 6270186
2454 | SC | VERIZON CALIFORNIA INC | 385457 | 2001 | F43336 | ICE, CUMMINS, EMERGENCY ELECTRICAL GENERATION, MODEL NO. QST30-G4, SERIAL NO. 37195315 (GC-556), DIESEL FUELED, TWELVE CYLINDERS, TURBOCHARGED AND AFTERCOOLED, 1490 BHP. | Diesel | Cummins | QST30-G4 | 993.3333 |  |  | 1490 | 13461 VAN NUYS | PACOIMA | 91331 | POSERINA WILLIAM | (80 ) 3725682
2455 | SC | VERIZON CALIFORNIA INC | 387908 | 2001 | F41287 | ICE, CATERPILLAR, EMERGENCY ELECTRICAL GENERATION, MODEL NO. 3512 , DIESEL FUELED, TWELVE CYLINDERS, TURBOCHARGED AND AFTERCOOLED, 1588 BHP. | Diesel | Caterpillar | 3512 | 1058.6667 |  |  | 1588 | 3440 CALIFORNIA AVE | LONG BEACH | 90807 | WELZ PETER | (909) 4692260
2456 | SC | VERIZON CALIFORNIA INC | 387909 | 2001 | F41286 | ICE, CATERPILLAR, EMERGENCY ELECTRICAL GENERATION, MODEL NO. 3512 DITA, DIESEL FUELED, TWELVE CYLINDERS, TURBOCHARGED AND AFTERCOOLED, 2153 BHP. | Diesel | Caterpillar | 3512 DITA | 1435.3333 |  |  | 2153 | 280 S LOCUST ST | POMONA | 91766 | GILMORE MARTIN | (562) 6270186
2457 | SC | VERIZON CALIFORNIA INC | 387915 | 2001 | F41288 | ICE, CUMMINS, EMERGENCY ELECTRICAL GENERATION, MODEL NO. VTA1710GS, SERIAL NO. 37100269, DIESEL FUELED, 670.5 BHP. | Diesel | Cummins | VTA1710GS | 447 |  |  | 670.5 | 315 INDIAN HILL | CLAREMONT | 91711 | GILMORE MARTIN | (56 ) 6270186
2458 | SC | VERIZON CALIFORNIA INC | 388072 | 2001 | F41531 | ICE, CATERPILLAR, EMERGENCY ELECTRICAL GENERATION, MODEL NO. 3512, SERIAL NO. 2H200898, DIESEL FUELED, TWELVE CYLINDERS, TURBOCHARGED, AFTERCOOLED, 1341 BHP. | Diesel | Caterpillar | 3512 | 894 |  |  | 1341 | 2001 BROADWAY | SANTA MONICA | 90404 | POSERINA WILLIAM | (805) 3725682
2459 | SC | VERIZON CALIFORNIA INC | 388074 | 2001 | F41533 | ICE, CATERPILLAR, EMERGENCY ELETRICAL GENERATION, MODEL NO. 3516 DITA, DIESEL FUELED, SIXTEEN CYLINDERS, TURBOCHARGED AND AFTERCOOLED, 2847 BHP. | Diesel | Caterpillar | 3516 | 1898 |  |  | 2847 | 2001 BROADWAY | SANTA MONICA | 90404 | POSERINA WILLIAM | (805) 3725682
2460 | SC | VERIZON CALIFORNIA INC | 388075 | 2001 | F41534 | ICE, CATERPILLAR, EMERGENCY ELECTRICAL GENERATION, MODEL NO. 3412 DITTA, SEIRAL NO. 38S11079, DIESEL FUELED, TWELVE CYLINDERS, TURBOCHARGED AND AFTERCOOLED, 746 BHP. | Diesel | Caterpillar | 3412 DITTA | 497.3333 |  |  | 746 | 3965 CLARK AVE | LONG BEACH | 90808 | WELZ PETER | (909) 4692260
2461 | SC | VERIZON CALIFORNIA INC | 388077 | 2001 | F41535 | ICE, CATERPILLAR, EMERGENCY ELETRICAL GENERATION, MODEL NO. 3516 DITA, DIESEL FUELED, SIXTEEN CYLINDERS, TURBOCHARGED AND AFTERCOOLED, 2847 BHP. | Diesel | Caterpillar | 3516 DITA | 1898 |  |  | 2847 | 5077 E LEW DAVIS ST | LONG BEACH | 90808 | WELZ PETER | (909) 4692260
2462 | SC | VERIZON CALIFORNIA INC | 388078 | 2001 | F41530 | ICE, CATERPILLAR, EMERGENCY ELECTRICAL GENERATION, MODEL NO. 3512, SERIAL NO. 6WN00270, DIESEL FUELED, TWELVE CYLINDERS, TURBOCHARGED AND AFTERCOOLED, 1341 BHP. | Diesel | Caterpillar | 3512 | 894 |  |  | 1341 | 550 ELM AVE | LONG BEACH | 90802 | WELZ PETER | (909) 4692260
2463 | SC | VERIZON CALIFORNIA INC | 388079 | 2001 | F41529 | ICE, CATERPILLAR, EMERGENCY ELETRICAL GENERATION, MODEL NO. 3516 DITA, DIESEL FUELED, SIXTEEN CYLINDERS, TURBOCHARGED AND AFTERCOOLED, 2847 BHP. | Diesel | Caterpillar | 3516 DITA | 1898 |  |  | 2847 | 211 W D ST | ONTARIO | 91762 | WELZ PETER | (909) 4692260
2464 | SC | VERIZON CALIFORNIA INC | 388080 | 2001 | F41532 | ICE, CATERPILLAR, EMERGENCY ELECTRICAL GENERATION, MODEL NO. 3512B DITA, SERIAL NO. 6WN00270, DIESEL FUELED, TWELVE CYLINDERS, TURBOCHARGED AND AFTERCOOLED, 2153 BHP. | Diesel | Caterpillar | 3512B DITA | 1435.3333 |  |  | 2153 | 10428 E FOOTHILL BLVD | RANCHO CUCAMONGA | 91730 | GILMORE MARTIN | (56 ) 6270186
2465 | SC | VERIZON CALIFORNIA INC | 388081 | 2001 | F41584 | ICE, CATERPILLAR, EMERGENCY ELETRICAL GENERATION, MODEL NO. 3516 DITA, DIESEL FUELED, SIXTEEN CYLINDERS, TURBOCHARGED AND AFTERCOOLED, 2847 BHP. | Diesel | Caterpillar | 3516 DITA | 1898 |  |  | 2847 | 5077 E LEW DAVIS ST | LONG BEACH | 90808 | WELZ PETER | (909) 4692260
2467 | SC | VERIZON CALIFORNIA INC | 388857 | 2001 | F41978 | ICE, CATERPILLAR, EMERGENCY ELECTRICAL GENERATION, MODEL NO. 3516 DITA, DIESEL FUELED, SIXTEEN CYLINDERS, TURBOCHARGED AND AFTERCOOLED, 2518 BHP. | Diesel | Caterpillar | 3516 DITA | 1678.6667 |  |  | 2518 | 200 W OCEAN BLVD | LONG BEACH | 90802 | WELZ PETER | (909) 4692260
2468 | SC | VERIZON CALIFORNIA INC | 388858 | 2001 | F42137 | ICE, DETROIT DIESEL, EMERGENCY ELECTRICAL GENERATION, MODEL NO. 7123-7305, DIESEL FUELED, TWELVE CYLINDERS, TURBOCHARGED AND AFTERCOOLED, 536 BHP. | Diesel | Detroit Diesel | 7123-7305 | 357.3333 |  |  | 536 | 1698 MARTIN LUTHER KING BLVD | LONG BEACH | 90806 | WELZ PETER | (909) 4692260
2469 | SC | VERIZON OF CALIFORNIA | 388855 | 2001 | F42135 | ICE, CUMMINS, EMERGENCY ELECTRICAL GENERATION, MODEL NO. QST30-G5, DIESEL FUELED, TWWELVE CYLINDERS, TURBOCHARGED AND AFTERCOOLED, 1490 BHP. | Diesel | Cummins | QST30-G5 | 993.3333 |  |  | 1490 | 1544 COTNER AVENUE | WEST LOS ANGELES | 90025 | WELZ PETER | (909) 4692260
2470 | SC | VOUGHT AIRCRAFT INDUSTRIES | 379313 | 2001 | F41233 | ICE, CUMMINS, DIESEL-FUELED, EMERGENCY ELECTRICAL GENERATION, MODEL NO. VTA1710-G2, SERIAL NO. 37107348, TURBOCHARGED, AFTERCOOLED, TWELVE CYLINDERS, FOUR CYCLE, 900 BHP. | Diesel | Cummins | VTA1710-G2 | 600 |  |  | 900 | VARIOUS LOCATIONS IN SCAQMD | HAWTHORNE | 90250 | ASKANDER SAAD | (310) 3316891
2471 | SC | W/B LTD, C/O C B COMMERICAL | 375702 | 2000 | F42383 | ICE, CATERPILLAR, DIESEL-FUELED, EMERGENCY ELECTRICAL GENERATION, MODEL NO. 3412 DIT, SERIAL NO. 81Z03193, 12 CYLINDERS, TURBOCHARGED, 750 BHP. | Diesel | Caterpillar | 3412 DIT | 500 |  |  | 750 | 12100 WILSHIRE BLVD #680 | LOS ANGELES | 90025 | WIGHT ROBERT | (213) 8201922
2472 | SC | WATER GARDEN/TRAMMELL CROW CO | 388954 | 2001 | F44113 | ICE, DETROIT DIESEL, 16 CYLINDERS, TURBOCHARGED AND AFTERCOOLED, MODEL NO. R163-7K36 (1007 KW), 1350 BHP, DIESEL-FUELED, DRIVING AN EMERGENCY ELECTRICAL GENERATOR. | Diesel | Detroit Diesel | R163-7K36 | 1007 | 1007 |  |  | 2450 COLORADO BLVD | SANTA MONICA | 90404 | WEDDLE WILLIE | (310) 3159800
2474 | SC | WATSON LAND COMPANY | 387317 | 2001 | F46206 | ICE, CATERPILLAR, EMERGENCY ELECTRICAL GENERATION, MODEL NO. 3508, SERIAL NO. TD4516-00, DIESEL FUELED, EIGHT CYLINDERS, TURBOCHARGED AND AFTERCOOLED, 1337 BHP. | Diesel | Caterpillar | 3508 | 891.3333 |  |  | 1337 | 2255 E 220TH ST | LONG BEACH | 90810 | JENNISON JEFFREY | (310) 9526407
2475 | SC | WEB SERV CO INC | 385013 | 2001 | F40915 | ICE, DAEWOO CORP, MODEL NO. P222LE, SERIAL NO. YPWXL2, 19AYA, DIESEL FUELED, EMERGENCY ELECTRICAL GENERATION, 12 CYLINDERS ADND AFTERWORLD, 870 BHP. | Diesel | Daewoo | P222LE | 580 |  |  | 870 | 3690 REDONDO BEACH AVE | REDONDO BEACH | 90278 | PRULL DEAN | (310) 2979405
2476 | SC | WEST SAN BERNARDINO CO. WATER DIST | 394633 | 2001 | F47755 | ICE, CATERPILLAR, 6 CYLINDERS, TURBOCHARGED, AFTERCOOLED, MODEL NO. 3406 DITA (400 KW), SERIAL NO. ILS01578, 587 BHP, DIESEL FUELED, DRIVING AN EMERGENCY ELECTRICAL GENERATOR. | Diesel | Caterpillar | 3406 DITA | 400 | 400 |  |  | 855 W BASELINE | RIALTO | 92376 | LONG LEON | (909) 8751804
2477 | SC | WEST SAN BERNARDINO CO. WATER DIST | 394634 | 2001 | F47754 | ICE, CATERPILLAR, 6 CYLINDERS, TURBOCHARGED, AFTERCOOLED, MODEL NO. 3406 DITA (400 KW), SERIAL NO. IL801579, 587 BHP, DIESEL FUELED, DRIVING AN EMERGENCY ELECTRICAL GENERATOR. | Diesel | Caterpillar | 3406 DITA | 400 | 400 |  |  | 855 W BASELINE | RIALTO | 92376 | LONG LEON | (909) 8751804
2478 | SC | WESTERN HEIGHTS WATER COMPANY | 364889 | 2000 | F24129 | ICE, CATERPILLAR, 6 CYLINDERS, TURBOCHARGED, AFTERCOOLED, MODEL NO. 3406 DITA (400 KW), 587 BHP, DIESEL-FUELED, DRIVING AN EMERGENCY ELECTRICAL GENERATOR. | Diesel | Caterpillar | 3406 DITA | 400 | 400 |  |  | 32352 AVE D | YUCAIPA | 92399 | CALPINO JOE | (909) 7901901
2479 | SC | WHITE MEMORIAL MEDICAL CENTER | 392630 | 2001 | F50398 | ICE, UNIT NO. 1, CATERPILLAR, DIESEL FUELED, EMERGENCY ELECTRICAL GENERATION, MODEL NO. 3508B DITA, TURBOCHARGED, AFTERCOOLED, 8 CYLINDERS, FOUR CYCLE, 1480 BHP. | Diesel | Caterpillar | 3508B DITA | 986.6667 |  |  | 1480 | 1720 CESAR CHAVEZ AVE | LOS ANGELES | 90033 | DEININGER ALBERT | (323) 2685000
2480 | SC | WHITE MEMORIAL MEDICAL CENTER | 392631 | 2001 | F50399 | ICE, UNIT NO. 2, CATERPILLAR, DIESEL FUELED, EMERGENCY ELECTRICAL GENERATION, MODEL NO. 3508B DITA, TURBOCHARGED, AFTERCOOLED, 8 CYLINDERS, FOUR CYCLE, 1480 BHP. | Diesel | Caterpillar | 3508B DITA | 986.6667 |  |  | 1480 | 1720 CESAR CHAVEZ AVE | LOS ANGELES | 90033 | DEININGER ALBERT | (323) 2685000
2481 | SC | WHITE MEMORIAL MEDICAL CENTER | 392632 | 2001 | F50400 | ICE, UNIT NO. 3, CATERPILLAR, DIESEL FUELED, EMERGENCY ELECTRICAL GENERATION, MODEL NO. 3508B DITA, TURBOCHARGED, AFTERCOOLED, 8 CYLINDERS, FOUR CYCLE, 1480 BHP. | Diesel | Caterpillar | 3508B DITA | 986.6667 |  |  | 1480 | 1720 CESAR CHAVEZ AVE | LOS ANGELES | 90033 | DEININGER ALBERT | (323) 2685000
2482 | SC | WHITTIER COLLEGE/OFF. - VP FINANCE ADMIN | 390935 | 2001 | F46698 | ICE, DETROIT DIESEL, 12 CYLINDERS, TURBOCHARGED, AFTERCOOLED, MODEL NO. R123-7K36 (835 KW), 1120 BHP, DIESEL-FUELED, DRIVING AN EMERGENCY ELECTRICAL GENERATOR. | Diesel | Detroit Diesel | R123-7K36 | 835 | 835 |  |  | 7031 FOUNDERS HILL RD | WHITTIER | 90608 | MERIDETH JAN | (562) 9074208
2483 | SC | WILLIAM O'NEAL & CO INC | 389492 | 2001 | F42996 | ICE, CATERPILLAR, MODEL NO. 3508B DITA, DIESEL FUELED, EMERGENCY ELECTRICAL GENERATION, TURBOCHARGED AND AFTERCOOLED, 1465 BHP. | Diesel | Caterpillar | 3508B DITA | 976.6667 |  |  | 1465 | 12655 BEATRICE ST | LOS ANGELES | 90066 | DRAKE DON | (310) 4486810
2484 | SC | WILLIAM O'NEAL & CO INC | 389493 | 2001 | F42997 | ICE, CATERPILLAR, MODEL NO. 3508B DITA, DIESEL FUELED, EMERGENCY ELECTRICAL GENERATION, TURBOCHARGED AND AFTERCOOLED, 1465 BHP. | Diesel | Caterpillar | 3508B DITA | 976.6667 |  |  | 1465 | 12655 BEATRICE ST | LOS ANGELES | 90066 | DRAKE DON | (310) 4486810
2485 | SC | WILLIAMS COMMUNICATIONS | 393460 | 2001 | F47821 | ICE, CATERPILLAR, MODEL 3516 DITA, SERIAL NO. 6HN00344, TURBOCHARGED, AFTERCOOLED, 16 CYLINDERS, DIESEL FUELED, DRIVING AN EMERGENCY ELECTRICAL GENERATOR, 2847 BHP. | Diesel | Caterpillar | 3516 DITA | 1898 |  |  | 2847 | 2461 W LA PALMA AVE | ANAHEIM | 92801 | STORTS BLANE | (918) 5475991
2486 | SC | WILLIAMS COMMUNICATIONS | 393461 | 2001 | F47822 | ICE, CATERPILLAR, MODEL 3516 DITA, SERIAL NO. 6HN00343, TURBOCHARGED, AFTERCOOLED, 16 CYLINDERS, DIESEL FUELED, DRIVING AN EMERGENCY ELECTRICAL GENERATOR, 2847 BHP. | Diesel | Caterpillar | 3516 DITA | 1898 |  |  | 2847 | 2461 W LA PALMA AVE | ANAHEIM | 92801 | STORTS BLANE | (918) 5475991
2487 | SC | WILLIAMS COMMUNICATIONS, INC | 355395 | 1999 | F22120 | ICE, DETROIT DIESEL, 16 CYLINDERS, TURBOCHARGED, AFTERCOOLED, MODEL NO. T163-7K16 (1900 KW), 2550 BHP, DIESEL-FUELED, DRIVING AN EMERGENCY ELECTRICAL GENERATOR. | Diesel | Detroit Diesel | T163-7K16 | 1900 | 1900 |  |  | 1550 MALBOROUGH AVE | RIVERSIDE | 92507 | VAN HOOK MIKE | (918) 5733880
2489 | SC | WILSHIRE PALISADES, EQUITY OFFICE PROP | 386067 | 2001 | F41724 | ICE, CATERPILLAR, DIESEL-FUELED, EMERGENCY, ELECTRICAL GENERATION, MODEL 3412 DITA, S/N 3857047, TURBOCHARGED, AFTERCOOLED, 12 CYLINDERS, 545 BHP. | Diesel | Caterpillar | 3412 DITA | 363.3333 |  |  | 545 | 1299 OCEAN AVE | SANTA MONICA | 90401 | HAGEN KEVIN | (310) 4519741
2490 | SC | WILSHIRE PARK PLACE LLC | 354678 | 1999 | F42893 | ICE, CATERPILLAR, MODEL 3406B DITA, SERIAL NO. 4RG01147, 519 BHP, DIESEL FUELED, TURBOCHARGED, AFTERCOOLED, DRIVING AN EMERGENCY ELECTRICAL GENERATOR. | Diesel | Caterpillar | 3406B DITA | 346 |  |  | 519 | 3700 WILSHIRE BLVD SUITE 190 | LOS ANGELES | 90010 | HAN PETER | (213) 3821762
2491 | SC | XEROX CENTER-DL CABRILLO LLC | 393446 | 2001 | F47443 | ICE, CATERPILLAR, DIESEL FUELED, EMERGENCY ELECTRICAL GENERATION, MODEL NO. 3406B-DT, SERIAL NO. 2WB04947, 6 CYLINDERS, NATURALLY ASPIRATED, 534 BHP. | Diesel | Caterpillar | 3406B DT | 356 |  |  | 534 | 1851 E 1ST STE D | SANTA ANA | 92705 | CAROL SCHIEK GLEN CALL/ | (714) 5680317
2492 | SC | 3121 MICHELSON DRIVE LLC | 405339 | 2002 | F54516 | ICE, CUMMINS, 6 CYLINDERS, TURBOCHARGED, AFTERCOOLED, MODEL NO. N14-G2 (399 KW), SERIAL NO. F010255950, 535 BHP, DIESEL-FUELED, DRIVING AN EMERGENCY ELECTRICAL GENERATOR. | Diesel | Cummins | N14-G2 | 399 | 399 |  |  | 3121 MICHELSON DR | IRVINE | 92612 | GRIFFITH ROY | (949) 5531220
2493 | SC | 4590 MAC ARTHUR, LLC | 399055 | 2002 | F52119 | ICE, DETROIT DIESEL, MODEL NO. 7123-7305, DIESEL FUELED, TURBOCHARGED AND AFTERCOOLED, 12 CYLINDERS, 630 BHP, DRIVING AN EMERGENCY ELECTRICAL GENERATOR. | Diesel | Detroit Diesel | 7123-7305 | 420 |  |  | 630 | 4590 MAC ARTHUR | NEWPORT BEACH | 92660 | MENDEZ FELIX | (949) 7522311
2495 | SC | ADELPHIA COMMUNICATIONS | 398951 | 2002 | F50461 | ICE, DETROIT DIESEL, 12 CYLINDER, TURBOCHARGED, AFTERCOOLED, MODEL R123-7K35, SERIAL NO. 5352001163, 910 BHP, DIESEL FUELED, DRIVING AN EMERGENCY ELECTRICAL GENERATOR. | Diesel | Detroit Diesel | R123-7K35 | 606.6667 |  |  | 910 | 1260 DUPONT ST | ONTARIO | 91761 | GUIREY THERESA | (909) 9753310
2496 | SC | ADVANCED MEDICAL OPTICS | 403486 | 2002 | F53500 | ICE, CUMMINS, EMERGENCY ELECTRICAL GENERATION, MODEL NO. KTA50-G3, DIESEL FUELED, 16 CYLINDERS, TURBOCHARGED AND AFTERCOOLED, 1850 BHP. | Diesel | Cummins | KTA50-G3 | 1233.3333 |  |  | 1850 | 1700 E ST ANDREW PL | SANTA ANA | 92705 | RODRIGUEZ JOSE | (714) 2464758
2497 | SC | ADVO INC. | 399354 | 2002 | F50869 | ICE, CUMMINS, 6 CYLINDER, TURBOCHARGED, AFTERCOOLED, MODEL QSX15-G9, SERIAL NO. 14019392, 755 BHP, DIESEL FUELED, DRIVING AN EMERGENCY ELECTRICAL GENERATOR. | Diesel | Cummins | QSX15-G9 | 503.3333 |  |  | 755 | 921 W WALNUT ST | COMPTON | 90220 | GALVIS CARLOS | (310) 6613901
2498 | SC | ADVO SYSTEMS INC | 399342 | 2002 | F50867 | ICE, CUMMINS, 12 CYLINDERS, TURBOCHARGED, AFTERCOOLED, MODEL QST30-G5 (1112 KW), SERIAL NO. 37198860, 1490 BHP, DIESEL FUELED, DRIVING AN EMERGENCY ELECTRICAL GENERATOR. | Diesel | Cummins | QST30-G5 | 1112 | 1112 |  |  | 1001 W WALNUT ST | COMPTON | 90220 | V11 JOHN R BIRKREG | (213) 6370438
2499 | SC | ALAMEDA CORRIDOR TRANS. AUTHORITY | 403678 | 2002 | F53816 | ICE, CATERPILLAR, MODEL G3412SITA, SERIAL NO. 7DM, NATURAL GAS, FOUR CYCLE, TURBOCHARGED AND AFTERCOOLED, RATED AT 690 BHP, WITH A THREE-WAY NON-SELECTIVE CATALYTIC CONVERTER, JOHNSON MATTHEY, MODEL BX40-10, DRIVING AN EMERGENCY STAND-BY GENERATOR. | Natural Gas | Caterpillar | BX40-10 | 460 |  |  | 690 | 2020 ZOE AVE | HUNTINGTON PARK | 90255 | SILVESTRO ELAINE | (310) 8160460
10000 | SC | APM TERMINALS | 401245 | 2002 | F52021 | ICE, DETROIT DIESEL, 6 CYLINDER, TURBOCHARGED, AFTERCOOLED, MODEL 6063-TK35 (310 KW), SERIAL NO. 0723315, 415 BHP, DIESEL FUELED, DRIVING AN ELECTRICAL GENERATOR. | Diesel | Detroit Diesel | 6063-TK35 | 310 | 310 |  |  | 2500-100 NAVY WAY | SAN PEDRO | 90731 | MOLER DON | (562) 5902059
10001 | SC | APPERETO, INC. | 397913 | 2002 | F50211 | ICE, CUMMINS, MODEL KTA50-G9, DIESLE FUEL, SIXTEEN CYLINDERS, TURBOCHARGED AND AFTERCOOLED, RATED AT 2220 BHP, DRIVING AN EMERGENCY STAND-BY GENERATOR. | Diesel | Cummins | KTA50-G9 | 1480 |  |  | 2220 | 17222 VON KARMAN | IRVINE | 92614 | TOWFIQ MARK | (949) 7847914
10002 | SC | ARBINET-THE EXCHANGE | 403838 | 2002 | F54631 | ICE, CATERPILLAR, 6 CYLINDERS, TURBOCHARGED, AFTERCOOLED, MODEL NO. 3406 DITA (400 KW), 587 BHP, DIESEL FUELED, DRIVING AN EMERGENCY ELECTRICAL GENERATOR. | Diesel | Caterpillar | 3406 DITA | 400 | 400 |  |  | 611 W 6TH ST | LOS ANGELES | 90017 | DALCOUR CLARENCE | (213) 2390418
10003 | SC | ARDEN REALTY FINANCE PARTNERSHIP | 402753 | 2002 | F54023 | ICE, CATERPILLAR, MODEL NO. 3412 DITAJWAC, SERIAL NO. 5NA0363, DIESEL FUELED, TWELVE CYLINDERS, TURBOCHARGED AND AFTERCOOLED, RATED AT 755 BHP, DRIVING AN EMERGENCY ELECTRICAL GENERATOR (SR-4). | Diesel | Caterpillar | 3412 DITA | 503.3333 |  |  | 755 | 70 S LAKE AVE | PASADENA | 91101 | YESETA TONY | (818) 2464751
10004 | SC | AUTOMATIC DATA PROCESSING INC | 355428 | 1999 | F44553 | ICE, CATERPILLAR, MODEL NO. 3512, SERIAL NO. 24Z05055, DIESEL FUELED, EMERGENCY ELECTRICAL GENERATION, 12 CYLINDERS, TURBOCHARGED AND AFTERCOOLED, 1786 BHP. | Diesel | Caterpillar | 3512 | 1190.6667 |  |  | 1786 | 5355 ORANGETHORPE AVE | LA PALMA | 90623 | KAKU AL | (714) 2284002
10005 | SC | AVERY DENNISON CORP/MILLER CORP. CENTER | 403021 | 2002 | F53510 | ICE, CUMMINS, MODEL NO. KTA38-G1, SERIAL NO. KL93907-107298, DIESEL FUELED, TURBOCHARGED AND AFTERCOOLED, 12-CYLINDER, 1135 BHP, DRIVING AN EMERGENCY ELECTRICAL GENERATOR. | Diesel | Cummins | KTA38-G1 | 756.6667 |  |  | 1135 | 150 N ORANGE GROVE BLVD | PASADENA | 91103 | CAUDILLO HENRY | (626) 3042202
10006 | SC | BOEING SATELLITE SYSTEMS INC | 399500 | 2002 | F52024 | ICE, EMERGENCY POWER, FOUR CYCLE, 16 CYLINDER, DIESEL FUEL, CUMMINS, MODEL QSK60-G6, WITH AFTERCOOLER, TURBOCHARGER, 2922 BHP. | Diesel | Cummins | QSX60-G6 | 1948 |  |  | 2922 | 2240 E IMPERIAL HWY | EL SEGUNDO | 90245 | SEITZ DAVID | (310) 4162241
10007 | SC | BURBANK-GLENDALE-PAS. AIRPORT AUTHORITY | 243212 | 1991 | D59871 | ICE, DETROIT DIESEL, DIESEL-FUELED, EMERGENCY ELECTRICAL GENERATION, MODEL 9123-7306, TURBOCHARGED, INTERCOOLED, 12 CYLINDERS, 1515 BHP. | Diesel | Detroit Diesel | 9123-7306 | 1010 |  |  | 1515 | 2627 HOLLYWOOD WAY | BURBANK | 91505 | FERGER DAN | (818) 8409456
10008 | SC | BURLINGTON NORTHERN/SANTA FE RAILWAY CO | 400454 | 2002 | F51533 | ICE, GENERAC, 12 CYLINDERS, TURBOCHARGED, AFTERCOOLED, MODEL NO. 33 9DTA, SERIAL NO. 22583, 1135 BHP, DIESEL-FUELED, DRIVING AN EMERGENCY ELECTRICAL GENERATOR. | Diesel | Generac | 339DTA | 756.6667 |  |  | 1135 | 6300 E SHEILA ST | COMMERCE | 90040 | WILLIAMS LA DONNA | (909) 3864082
10009 | SC | CAL ST, WATER RESOURCES DEPT | 367293 | 2000 | F42869 | ICE, ALLIS CHALMER, DIESEL FUELED, DRIVING AN EMERGENCY ELECTRICAL GENERATOR, MODEL NO. 21000MKII, SERIAL NO. 21-10990, TURBOCHARGED, 636 BHP. | Diesel | Allis Chalmer | 21000MKII | 424 |  |  | 636 | 31849 N LAKE HUGHES RD | CASTAIC | 91310 | STRADIOTTO L.A. | (805) 2573610
10010 | SC | CAMALI CORPORATION | 399692 | 2002 | F52381 | ICE, CATERPILLAR, MODEL 3412XQ, SERIAL NO. 2WJ02398, TURBOCHARGED, AFTERCOOLED, DIESEL FUELED, RATED AT 1072 BHP, DRIVING AN EMERGENCY ELECTRICAL GENERATOR. | Diesel | Caterpillar | 3412XQ | 714.6667 |  |  | 1072 | 21250 HAWTHORNE BLVD | TORRANCE | 90503 | SOLORZANO DAVID | (949) 5800250
10011 | SC | CINGULAR WIRELESS/SANTA FE SPRGS FAC | 397569 | 2002 | F51879 | ICE, CATERPILLAR, EMERGENCY ELECTRICAL GENERATION, MODEL NO. 3508B DITA, DIESEL FUELED, EIGHT CYLINDERS, TURBOCHARGED AND AFTERCOOLED, 1480 BHP. | Diesel | Caterpillar | 3508B DITA | 986.6667 |  |  | 1480 | 13115 TELEGRAPH RD | SANTA FE SPRINGS | 90670 | DOOLEY COLLEEN | (714) 7347408
10012 | SC | CLAREMONT MANOR | 387480 | 2001 | F53833 | ICE, DETROIT DIESEL, MODEL 6063-TK35, SERIAL NO. 0672981, TURBOCHARGED, AFTERCOOLED, DIESEL FUELED, WITH DIESEL PARTICULATE FILTER, AND A 10-FOOT STACK, DRIVING AN EMERGENCY ELECTRICAL GENERATOR, 550 BHP. | Diesel | Detroit Diesel | 6063-TK35 | 550 | 550 |  |  | 650 W HARRISON | CLAREMONT | 91711 | TAMBURRANO ANGELO | (909) 6261227
10013 | SC | CLEAN HARBORS LOS ANGELES, LLC | 403251 | 2002 | F53602 | ICE, CUMMINS, MODEL NO. VTA20-GT, DIESEL FUEL-FIRED, 6 CYLINDERS, TURBOCHARGED, AFTERCOOLED, 900 HP DRIVING AN EMERGENCY ELECTRICAL GENERATOR. | Diesel | Cummins | VTA20-GT | 600 |  | 900 |  | 5756 ALBA ST | LOS ANGELES | 90058 | FOX ROGER | (323) 2772528
10014 | SC | COMMERCIAL DEVELOPMENTS INTL./WEST INC. | 401554 | 2002 | F52330 | ICE, CATERPILLAR, MODEL 3406B DITA, SERIAL NO. 4RG01144, DIESEL FUEL, FOUR CYCLE, LEAN BURN, TURBOCHARGED AND AFTERCOOLED, RATED AT 519 HP, DRIVING AN EMERGENCY ELECTRICAL GEENRATOR. | Diesel | Caterpillar | 3406B DITA | 346 |  | 519 |  | 250 E FIRST ST #804 | LOS ANGELES | 90012 | GORING WILLIAM A | (213) 6801197
10015 | SC | COUNTRYWIDE HOME LOAN | 338937 | 1998 | F13386 | ICE, CATERPILLAR, DIESEL, AFTERCOOLED, TURBOCHARGED, V-16, MODEL 3516, 1550 BHP. | Diesel | Caterpillar | 3516 | 1033.3333 |  |  | 1550 | 4500 Park Granada | CALABASAS | 91302 | ASKILL LESLIE MAC | (818) 3048400
10016 | SC | COUNTY OF ORANGE/SHERIFF-CORONER DEPT. | 398700 | 2002 | F50230 | ICE, CATERPILLAR, 6 CYLINDER, TURBOCHARGED, AFTERCOOLED, MODEL 3406 DITA (400 KW), SERIAL NO. 4ZR07872, 587 BHP, DIESEL FUELED, DRIVING AN EMERGENCY ELECTRICAL GENERATOR. | Diesel | Caterpillar | 3406 DITA | 400 | 400 |  |  | 11 JOURNEY | ALISO VIEJO | 92656 | FREER LUCILLE | (714) 9356879
10017 | SC | CRESTLINE-LAKE ARROWHEAD WATER AGENCY | 390872 | 2001 | F53824 | ICE, CATERPILLAR, MODEL G3512, NATURAL GAS, RICH BURN FOUR CYCLE, 12 CYLINDERS, TURBOCHARGED AND AFTERCOOLED, RATED AT 791 BHP, WITH A NON-SELECTIVE CATALYTIC CONVERTER, MIRATECH, MODEL 1501-14-D3, AND AN AIR/FUEL RATIO CONTROLLER, DRIVING AN ELECTRICAL GENERATOR. | Natural Gas | Caterpillar | G3512 | 791 | 791 |  |  | 24116 CREST FOREST DR | CRESTLINE | 92325 | HOLMES ROXANNE | (909) 3381779
10018 | SC | CUCAMONGA COUNTY WATER DISTRICT | 397692 | 2002 | F51077 | ICE, PORTABLE, CATERPILLAR, MODEL NO. 3412 DITTA, DIESEL FUELED, FOUR CYCLES, TWELVE CYLINDERS, TURBOCHARGED AND AFTERCOOLED, RATED AT 896 BHP, DRIVING AN EMERGENCY ELECTRICAL GENERATOR. | Diesel | Caterpillar | 3412 DITTA | 597.3333 |  |  | 896 | VARIOUS LOCATIONS IN SCAQMD | RANCHO CUCAMONGA | 91729 | STOCKWELL GARY | (909) 8990060
10019 | SC | CUCAMONGA COUNTY WATER DISTRICT | 401243 | 2002 | F53818 | ICE, CATERPILLAR, MODEL 3456 DITA AA, DIESEL FUEL, 6 CYLINDERS, TURBOCHARGED AND AFTERCOOLED, RATED AT 536 BHP, DRIVING AN EMERGENCY ELECTRICAL STAND-BY GENERATOR. | Diesel | Caterpillar | 3456 DITA | 357.3333 |  |  | 536 | 6615 ETIWANDA AVE | RANCHO CUCAMONGA | 91739 | STOCKWELL GARY | (909) 8990060
10020 | SC | CUCAMONGA COUNTY WATER DISTRICT/3C | 397691 | 2002 | F54290 | ICE, CATERPILLAR, MODEL NO. 3412 DITTA, DIESEL FUELED, FOUR CYCLES, TWELVE CYLINDERS, TURBOCHARGED AND AFTERCOOLED, RATED AT 896 BHP, DRIVING AN EMERGENCY ELECTRICAL GENERATOR. | Diesel | Caterpillar | 3412 DITTA | 597.3333 |  |  | 896 | 12536 23 RD ST | RANCHO CUCAMONGA | 91739 | STOCKWELL GARY | (909) 8990060
10021 | SC | DISNEYLAND RESORT | 303611 | 1995 | D90828 | ICE, CATERPILLAR, 8 CYLINDERS, TURBOCHARGED, AFTERCOOLED, MODEL NO. 3508 DITA (900 KW), 1337 BHP, DIESEL-FUELED, DRIVING AN EMERGENCY ELECTRICAL GENERATOR. | Diesel | Caterpillar | 3508 DITA | 900 | 900 |  |  | 1313 HARBOR BLVD | ANAHEIM | 92802 | MARSDEN TOM | (714) 9994504
10022 | SC | DOUGLAS EMMETT REALTY FUND 1995/CAMDEN | 402141 | 2002 | F53132 | ICE, CATERPILLAR, MODEL NO. 3406C DITA, SERIAL NO. 4RG01403, DIESEL FUELED, SIX CYLINDERS, TURBOCHARGED AND AFTERCOOLED, RATED AT 599 BHP, DRIVING AN EMERGENCY ELECTRICAL GENERATOR. | Diesel | Caterpillar |  | 399.3333 |  |  | 599 | 414 N CAMDEN DR | BEVERLY HILLS | 90210 | ESTRADA AUGUSTO | (310) 5508011
10023 | SC | DOUGLAS EMMETT REALTY FUND 2000 | 402191 | 2002 | F52839 | ICE, CATERPILLAR, DIESEL FUELED, EMERGENCY ELECTRICAL GENERATION, MODEL 3412, TURBOCHARGED, AFTERCOOLED, 12 CYLINDERS, 890 BHP. | Diesel | Caterpillar | 3412 | 593.3333 |  |  | 890 | 1901 AVE OF THE STARS SUITE 1910 | LOS ANGELES | 90067 | ROGERS WILLIAM | (310) 5535500
10024 | SC | DOUGLAS EMMETT REALTY FUND 2000 | 402653 | 2002 | F52838 | ICE, CATERPILLAR, DIESEL FUELED, EMERGENCY ELECTRICAL GENERATION, MODEL 3412, TURBOCHARGED, AFTERCOOLED, 12 CYLINDERS, 890 BHP. | Diesel | Caterpillar | 3412 | 593.3333 |  |  | 890 | 1901 AVE OF THE STARS SUITE 1910 | LOS ANGELES | 90067 | ROGERS WILLIAM | (310) 5535500
10025 | SC | EDGINGTON OIL COMPANY | 386291 | 2001 | F47924 | ICE, DIESEL FUELED, TURBOCHARGED, INTERCOOLED, 16 CYLINDERS, DETROIT DIESEL, MODEL R163-7K35, 1200 HP, DRIVING EMERGENCY POWER GENERATOR. | Diesel | Detroit Diesel | R163-7K35 | 800 |  | 1200 |  | 2400 E ARTESIA BLVD | LONG BEACH | 90805 | CIMBALO ROBERT | (562) 4231465
10026 | SC | EDGINGTON OIL COMPANY | 386292 | 2001 | F47925 | ICE, DIESEL FUELED, TURBOCHARGED, INTERCOOLED, 16 CYLINDERS, DETROIT DIESEL, MODEL R163-7K35, 1200 HP, DRIVING EMERGENCY POWER GENERATOR. | Diesel | Detroit Diesel | R163-7K35 | 800 |  | 1200 |  | 2400 E ARTESIA BLVD | LONG BEACH | 90805 | CIMBALO ROBERT | (562) 4231465
10028 | SC | EL TORO MATERIALS CO | 404406 | 2002 | F54234 | ICE, PORTABLE, CATERPILLAR, MODEL 3412 DITTA, TURBOCHARGED, AFTERCOOLED, DIESEL FUELED, RATED AT 746 BHP, DRIVING AN EMERGENCY ELECTRICAL GENERATOR. | Diesel | Caterpillar | 3412 DITTA | 497.3333 |  |  | 746 | VARIOUS LOCATIONS IN SCAQMD | EL TORO | 92630 | FRUH RUMORGEN | (949) 4587993
10029 | SC | EQUITY OFFICE PROPERTIES/BREA CORP PLACE | 402678 | 2002 | F52939 | ICE, CUMMINS, DIESEL-FUELED, EMERGENCY ELECTRICAL GENERATION, MODEL VTA28-G1, SERIAL NO. 877502, TURBOCHARGED, AFTERCOOLED, 12 CYLINDERS, 760 BHP. | Diesel | Cummins | VTA28-G1 | 506.6667 |  |  | 760 | 135-145 S STATE COLLEGE BLVD | BREA | 92651 | SOSSAMAN ROBERT | (714) 6710100
10030 | SC | EVANGELICAL CHRISTIAN CREDIT UNION | 403907 | 2002 | F53834 | ICE, DETROIT DIESEL, MODEL NO. R163-7K36 (16V-2000) , SERIAL NO. GM17862, DIESEL FUELED, TURBOCHARGED AND AFTERCOOLED, 16-CYLINDER, 1495 BHP, DRIVING AN EMERGENCY ELECTRICAL GENERATOR. | Diesel | Detroit Diesel | R163-7K36 | 996.6667 |  |  | 1495 | 950 MARINER ST | BREA | 92821 | CRAFT KEVIN | (714) 2370739
10031 | SC | EXCALIBUR ENTERTAINMENT | 402110 | 2002 | F52455 | ICE, DETROIT DIESEL, 6 CYLINDER, TURBOCHARGED, AFTERCOOLED, MODEL 6063-TK35 (310 KW), 415 BHP, DIESEL FUELED, DRIVING AN ELECTRICAL GENERATOR. | Diesel | Detroit Diesel | 6063-TK35 | 310 | 310 |  |  | 3621 W COMMONWEALTH AVE | FULLERTON | 92833 | KISNER JACOB | (714) 7735856
10032 | SC | EXODUS, A CABLE & WIRELESS SERVICE | 399462 | 2002 | F51151 | ICE NO. E, CATERPILLAR, MODEL NO. 3516B DITA SC, SERIAL NO. 6HN00633, DIESEL FUELED, EMERGENCY ELECTRICAL GENERATOR, TURBOCHARGED AND AFTERCOOLED, 2847 BHP. | Diesel | Caterpillar | 3516B DITA SC | 1898 |  |  | 2847 | 17836 GILLETTE AVE | IRVINE | 92614 | RODRIGUEZ RHONDA C. | (949) 6082796
10033 | SC | EXODUS, A CABLE & WIRELESS SERVICE | 399463 | 2002 | F51152 | ICE NO. C, CATERPILLAR, MODEL NO. 3516B DITA SC, SERIAL NO. 6HN00636, DIESEL FUELED, EMERGENCY ELECTRICAL GENERATOR, TURBOCHARGED AND AFTERCOOLED, 2847 BHP. | Diesel | Caterpillar | 3516B DITA SC | 1898 |  |  | 2847 | 17836 GILLETTE AVE | IRVINE | 92614 | RODRIGUEZ RHONDA C. | (949) 6082796
10034 | SC | EXODUS, A CABLE & WIRELESS SERVICE | 399464 | 2002 | F51153 | ICE NO. R2-1, CATERPILLAR, MODEL NO. 3516B DITA SC, SERIAL NO. 6HN00770, DIESEL FUELED, EMERGENCY ELECTRICAL GENERATOR, TURBOCHARGED AND AFTERCOOLED, 2847 BHP. | Diesel | Caterpillar | 3516B DITA SC | 1898 |  |  | 2847 | 17836 GILLETTE AVE | IRVINE | 92614 | RODRIGUEZ RHONDA C. | (949) 6082796
10035 | SC | EXODUS, A CABLE & WIRELESS SERVICE | 399465 | 2002 | F51154 | ICE NO. R2-2, CATERPILLAR, MODEL NO. 3516B DITA SC, SERIAL NO. 6HN00786, DIESEL FUELED, EMERGENCY ELECTRICAL GENERATOR, TURBOCHARGED AND AFTERCOOLED, 2847 BHP. | Diesel | Caterpillar | 3516B DITA SC | 1898 |  |  | 2847 | 17836 GILLETTE AVE | IRVINE | 92614 | RODRIGUEZ RHONDA C. | (949) 6082796
10036 | SC | EXODUS, A CABLE & WIRELESS SERVICE | 399467 | 2002 | F51155 | ICE NO. R1-1, CATERPILLAR, MODEL NO. 3516B DITA SC, SERIAL NO. 6HN00628, DIESEL FUELED, EMERGENCY ELECTRICAL GENERATOR, TURBOCHARGED AND AFTERCOOLED, 2847 BHP. | Diesel | Caterpillar | 3516B DITA SC | 1898 |  |  | 2847 | 17836 GILLETTE AVE | IRVINE | 92614 | RODRIGUEZ RHONDA C. | (949) 6082796
10037 | SC | EXODUS, A CABLE & WIRELESS SERVICE | 399468 | 2002 | F51156 | ICE NO. R1-2, CATERPILLAR, MODEL NO. 3516B DITA SC, SERIAL NO. 6HN00629, DIESEL FUELED, EMERGENCY ELECTRICAL GENERATOR, TURBOCHARGED AND AFTERCOOLED, 2847 BHP. | Diesel | Caterpillar | 3516B DITA SC | 1898 |  |  | 2847 | 17836 GILLETTE AVE | IRVINE | 92614 | RODRIGUEZ RHONDA C. | (949) 6082796
10038 | SC | EXODUS, A CABLE & WIRELESS SERVICE | 399470 | 2002 | F51157 | ICE NO. A, CATERPILLAR, MODEL NO. 3516B DITA SC, SERIAL NO. 6HN00634, DIESEL FUELED, EMERGENCY ELECTRICAL GENERATOR, TURBOCHARGED AND AFTERCOOLED, 2847 BHP. | Diesel | Caterpillar | 3516B DITA SC | 1898 |  |  | 2847 | 17836 GILLETTE AVE | IRVINE | 92614 | RODRIGUEZ RHONDA C. | (949) 6082796
10039 | SC | EXODUS, A CABLE & WIRELESS SERVICE | 399471 | 2002 | F51158 | ICE NO. B, CATERPILLAR, MODEL NO. 3516B DITA SC, SERIAL NO. 6HN00631, DIESEL-FUELED, EMERGENCY ELECTRICAL GENERATOR, TURBOCHARGED AND AFTERCOOLED, 2847 BHP. | Diesel | Caterpillar | 3516B DITA SC | 1898 |  |  | 2847 | 17836 GILLETTE AVE | IRVINE | 92614 | RODRIGUEZ RHONDA C. | (949) 6082796
10040 | SC | EXODUS, A CABLE & WIRELESS SERVICE | 399472 | 2002 | F51159 | ICE NO. D, CATERPILLAR, MODEL NO. 3516B DITA SC, SERIAL NO. 6HN00650, DIESEL-FUELED, EMERGENCY ELECTRICAL GENERATOR, TURBOCHARGED AND AFTERCOOLED, 2847 BHP. | Diesel | Caterpillar | 3516B DITA SC | 1898 |  |  | 2847 | 17836 GILLETTE AVE | IRVINE | 92614 | RODRIGUEZ RHONDA C. | (949) 6082796
10041 | SC | EXODUS, A CABLE & WIRELESS SERVICE | 399475 | 2002 | F51160 | ICE NO. F, CATERPILLAR, MODEL NO. 3516B DITA SC, SERIAL NO. 6HN00769, DIESEL-FUELED, EMERGENCY ELECTRICAL GENERATOR, TURBOCHARGED AND AFTERCOOLED, 2847 BHP. | Diesel | Caterpillar | 3516B DITA SC | 1898 |  |  | 2847 | 17836 GILLETTE AVE | IRVINE | 92614 | RODRIGUEZ RHONDA C. | (949) 6082796
10042 | SC | FEDERAL AVIATION ADMINISTRATION | 399291 | 2002 | F51074 | ICE, DETROIT DIESEL, MODEL NO. 8163-7405, SERIAL NO. 1132216VFO, DIESEL FUELED, TURBOCHARGED, 16 CYLINDER, 1095 BHP, DRIVING AN EMERGENCY ELECTRIAL GENERATOR. | Diesel | Detroit Diesel | 8163-7405 | 730 |  |  | 1095 | 245 WORLD WAY NORTH | LOS ANGELES | 90045 | DIMAGGIO JOSEPH | (818) 5674633
10043 | SC | GATX RAIL CORP | 185582 | 1989 | D21191 | ICE, CATERPILLAR, DIESEL-FUELED, EMERGENCY ELECTRICAL GENERATION, MODEL 3412, SERIAL NO. 38Z09602, TURBOCHARGED, INTERCOOLED, 12 CYLINDERS, 521 BHP. | Diesel | Caterpillar | 3412 | 347.3333 |  |  | 521 | 2000 E SEPULVEDA BLVD | CARSON | 90745 | ZINNER RON | (310) 5187745
10044 | SC | HEMAN G STARK YOUTH CORRECTIONAL FAC | 402536 | 2002 | F53771 | ICE, GENERAC, MODEL NO. 16.0 DTA, SERIAL NO. 2064562, DIESEL FUELED, EIGHT CYLINDERS, TURBOCHARGED AND AFTERCOOOLED, RATED AT 563 BHP, DRIVING AN EMERGENCY ELECTRICAL GENERATOR. | Diesel | Generac | 16.0 DTA | 375.3333 |  |  | 563 | 15180 S EUCLID AVE | CHINO | 91710 | MAEDA MIKE | (909) 6065012
10045 | SC | HPMC STADIUM GATEWAY | 401534 | 2002 | F52155 | ICE, CUMMINS, 6 CYLINDER, TURBOCHARGED, AFTERCOOLED, MODEL N14-G2 (399 KW), SERIAL NO. 12001504, 535 BHP, DIESEL FUELED, DRIVING AN EMERGENCY ELECTRICAL GENERATOR. | Diesel | Cummins | N14-G2 | 399 | 399 |  |  | 1900 S STATE COLLEGE | ANAHEIM | 92806 | VAZQUEZ JORGE | (714) 3858185
10046 | SC | INDYMAC BANK | 401224 | 2002 | F53374 | ICE, CATERPILLAR, MODEL NO. 3508DI, SERIAL NO. 23700434, TURBOCHARGED, RATED AT 920 BHP, DIESEL FUELED, DRIVING AN EMERGENCY ELECTRICAL GENERATOR. | Diesel | Caterpillar | 3508 DI | 613.3333 |  |  | 920 | 16680 VALLEY VIEW AVE | LA MIRADA | 90638 | LEONARD TROY | (626) 5355130
10047 | SC | IRVINE RANCH WATER DISTRICT | 399719 | 2002 | F51204 | ICE, PORTABLE, CATERPILLAR, MODEL 3412 DITA, SERIAL NO. 81211272, TURBOCHARGED, AFTERCOOLED, DIESEL FUELED, RATED AT 805 BHP, DRIVING AN EMERGENCY ELECTRICAL GENERATOR. | Diesel | Caterpillar | 3412 DITA | 536.6667 |  |  | 805 | VARIOUS LOCATIONS | IRVINE | 92612 | AKIYOSHI ERIC | (949) 4535854
10048 | SC | KABC-AM RADIO INC | 402921 | 2002 | F53958 | ICE, CUMMINS, MODEL NO. VTA28-G2, SERIAL NO. 37109384, DIESEL FUELED, FOUR CYCLES, TWELVE CYLINDERS, TURBOCHARGED AND AFTERCOOLED, RATED 900 BHP, DRIVING AN EMERGENCY ELECTRICAL GENERATOR. | Diesel | Cummins | VTA28-G1 | 600 |  |  | 900 | 3321 S LA CIENEGA BLVD | LOS ANGELES | 90016 | AVERY NORM | (310) 8404945
10049 | SC | KECK GRADUATE INSTITUTE | 404910 | 2002 | F54322 | ICE, DETROIT DIESEL, 16 CYLINDERS, TURBOCHARGED, AFTERCOOLED, MODEL NO. R163-7K35 (895 KW), 1200 BHP, DIESEL-FUELED, DRIVING AN EMERGENCY ELECTRICAL GENERATOR. | Diesel | Detroit Diesel | R163-7K35 | 895 | 895 |  |  | 535 WATSON DR | CLAREMONT | 91711 | FARLEY RANDY | (909) 6078721
10050 | SC | KFTR-TV 46 | 398764 | 2002 | F51637 | ICE, CATERPILLAR, DIESEL FUEL FIRED, COMPRESSION IGNITION, FOUR STROKE, MODEL 3412TA, TURBOCHARGED, AFTERCOOLED, 12 CYLINDERS, 752 BHP, DRIVING A 500 KW EMERGENCY ELECTRICAL GENERATOR. | Diesel | Caterpillar | 3412TA | 500 | 500 |  |  | 14 WEATHERVANE DR | MOUNT WILSON | 91023 | ORTIZ RALPH | (909) 6056013
10051 | SC | KINDRED HOSPITAL OF LOS ANGELES | 398150 | 2002 | F50092 | ICE, CATERPILLAR, MODEL NO. 3412 DIT, DIESEL FUELED, EMERGENCY ELECTRICAL GENERATION, SERIAL NO. 81Z01475, 12 CYLINDERS, TURBOCHARGED, 724 BHP. | Diesel | Caterpillar | 3412 DIT | 482.6667 |  |  | 724 | 5525 W SLAUSON AVE | LOS ANGELES | 90056 | DOMINGUEZ PAUL | (310) 6420325
10052 | SC | KPMG LLP | 403689 | 2002 | F53985 | ICE, CUMMINS, 6 CYLINDERS, TURBOCHARGED, AFTERCOOLED, MODEL NO. NTA855-G3, 535 BHP, DIESEL-FUELED, DRIVING AN EMERGENCY ELECTRICAL GENERATOR. | Diesel | Cummins | NTA855-G3 | 356.6667 |  |  | 535 | 6032 KATELLA AVE | CYPRESS | 90630 | LEENERTS PAUL | (714) 9345409
10053 | SC | LA CO., DEPT OF PUBLIC WORKS | 328040 | 1997 | F11196 | ICE, CATERPILLAR, MODEL 3508, SERIAL NO. 23202350, DIESEL-FUELED, EIGHT CYLINDERS, FOUR CYCLE, TURBOCHARGED/AFTERCOOLED, RATED AT 1069 BHP, DRIVING A EMERGENCY ELECTRICAL GENERATOR. | Diesel | Caterpillar | 3508 | 712.6667 |  |  | 1069 | 900 S FREMONT AVE | ALHAMBRA | 91803 | GONZALES GARY | (626) 4587324
10054 | SC | LA CO., PARKS & REC DEPT (HOLLYWOOD BOWL | 403915 | 2002 | F54643 | ICE, CUMMINS, MODEL NO. MTA855-G3, SERIAL NO. 33046, DIESEL FUELED, TURBOCHARGED AND AFTERCOOLED, 6-CYLINDER, 535 BHP, DRIVING AN EMERGENCY ELECTRICAL GENERATOR. | Diesel | Cummins | MTA855-G3 | 356.6667 |  |  | 535 | 2301 N HIGHLAND AVE | LOS ANGELES | 90068 | LADD MARK | (323) 8502060
10055 | SC | LANDMARK II, C/O DOUGLAS, EMMETT & CO | 404802 | 2002 | F54073 | ICE, CATERPILLAR, MODEL NO. 3512, SERIAL NO. 3YF00360, DIESEL FUELED, FOUR CYCLES, TWELVE CYLINDERS, TURBOCHARGED AND AFTERCOOLED, RATED AT 2178 BHP, DRIVING AN EMERGENCY ELECTRICAL GENERATOR. | Diesel | Caterpillar | 3512 | 1452 |  |  | 2178 | 11766 WILSHIRE BLVD | LOS ANGELES | 90025 | JOHNSON CARY | (310) 4788444
10056 | SC | LOS ANGELES TIMES COMMUNICATIONS LLC | 401206 | 2002 | F54275 | ICE, EMERGENCY POWER, NO. 7, DIESEL FUEL, CATERPILLAR, WITH AFTERCOOLER, TURBOCHARGER, 2876 BHP. | Diesel | Caterpillar | N/A | 1917.3333 |  |  | 2876 | 202 W 1ST ST, 221 W 2ND ST & 145 S SPRING ST | LOS ANGELES | 90012 | VOJTEK MARY ELLEN | (213) 2375014
10057 | SC | LOWES HIW INC | 401388 | 2002 | F52313 | ICE, DETROIT DIESEL, MODEL 6063-TK35, DIESEL FUEL, 6 CYLINDERS, TURBOCHARGED, AND AFTERCOOLED, RATED AT 550 BHP, DRIVING AN EMERGENCY ELECTRICAL STAND-BY GENERATOR. | Diesel | Detroit Diesel | 6063-TK35 | 366.6667 |  |  | 550 | 8600 WASHINGTON BLVD | PICO RIVERA | 90660 | CHAUFTY CATHERINE | (336) 6587946
10058 | SC | LOWES HOME IMPROVEMENT WAREHOUSE | 402860 | 2002 | F52925 | ICE, DETROIT DIESEL, 6 CYLINDERS, TURBOCHARGED, AFTERCOOLED, MODEL NO. 6063-HK35 (474 KW), 635 BHP, DIESEL FIRED, DRIVING AN EMERGENCY ELECTRICAL GENERATOR. | Diesel | Detroit Diesel | 6063-HK35 | 474 | 474 |  |  | 24701 MADISON AVE | MURRIETA | 92562 | CHAUFTY CATHERINE | (336) 6587946
10059 | SC | LOWES HOME IMPROVEMENT WAREHOUSE | 406455 | 2002 | F54943 | ICE, DETROIT DIESEL, 6 CYLINDERS, TURBOCHARGED, AFTERCOOLED, MODEL NO. 6063-HK35 (474 KW), 635 BHP, DIESEL FIRED, DRIVING AN EMERGENCY ELECTRICAL GENERATOR. | Diesel | Detroit Diesel | 6063-HK35 | 474 | 474 |  |  | 12400 DAY ST | MORENO VALLEY | 92553 | CHAUFTY CATHERINE | (336) 6584671
10061 | SC | MEDTRONIC INC., HEART VALVES DIV. | 401427 | 2002 | F52112 | ICE, CATERPILLAR, 12 CYLINDER, TURBOCHARGED, AFTERCOOLED, MODEL 3412 DISTA (800 KW), SERIAL NO. 2WJ06017, 1185 BHP, DIESEL FUELED, DRIVING AN EMERGENCY ELECTRICAL GENERATOR. | Diesel | Caterpillar | 3412 DISTA | 800 | 800 |  |  | 1851 E DEERE AVE | SANTA ANA | 92705 | GARCIA J. | (949) 3991489
10062 | SC | MISSION SPRINGS WATER DISTRICT | 403908 | 2002 | F53526 | ICE, CATERPILLAR, 8 CYLINDERS, TURBOCHARGED, AFTERCOOLED, MODEL NO. 3508B DITA (1000 KW), SERIAL NO. 2GM01053, 1480 BHP, DIESEL FUELED, DRIVING AN EMERGENCY ELECTRICAL GENERATOR. | Diesel | Caterpillar | 3508B DITA | 1000 | 1000 |  |  | 14601 VERBENA DR | DESERT HOT SPRINGS | 92240 | THACKER GEORGE | (760) 3296448
10063 | SC | MURRIETA POLICE DEPARTMENT | 402949 | 2002 | F53138 | ICE, CATERPILLAR, 6 CYLINDERS, TURBOCHARGED, AFTERCOOLED, MODEL NO. 3456DITA AA, SERIAL NO. CEA00374, 685 BHP, DIESEL-FUELED, DRIVING AN EMERGENCY ELECTRICAL GENERATOR. | Diesel | Caterpillar | 3456 | 456.6667 |  |  | 685 | 24701 JEFFERSON AVE | MURRIETA | 92562 | BLUNDELL DENNIS | (909) 3042489
10064 | SC | NATIONAL DIGITAL TELEVISION CENTER, INC. | 392880 | 2001 | F51744 | ICE, CUMMINS, EMERGENCY ELECTRICAL GENERATION, MODEL NO. KTA50-G3, DIESEL FUELED, SIXTEEN CYLINDERS, TURBOCHARGED AND AFTERCOOLED, 850 BHP. | Diesel | Cummins | KTA50-G3 | 566.6667 |  |  | 850 | 12312 W OLYMPIC BLVD | LOS ANGELES | 90064 | SALVADOR TED | (310) 9795341
10065 | SC | NICHOLSON VERTEX LP, GLENDALE OFFICE CTR | 402607 | 2002 | F53148 | ICE, CUMMINS, DIESEL-FUELED, MODEL KTA19-G1, SERIAL NO. 37139529, TURBOCHARGED, AFTERCOOLED, 6 CYLINDERS, RATED AT 560 BHP, DRIVING AN EMERGENCY GENERATOR. | Diesel | Cummins | KTA19-G1 | 373.3333 |  |  | 560 | 401 N BRAND BLVD BLDG G | GLENDALE | 91203 | AHMADI NASSER | (818) 5487298
10066 | SC | ONE WILSHIRE, CARLYLE ONE WILSHIRE, LLC | 400806 | 2002 | F51836 | ICE, CATERPILLAR, 16 CYLINDER, TURBOCHARGED, AFTERCOOLED, MODEL 3516B DITA (2847 BHP), SERIAL NO. 1HZ00661, 2847 BHP, DIESEL FUELED, DRIVING AN EMERGENCY ELECTRICAL GENERATOR. | Diesel | Caterpillar | 3516B DITA | 1898 |  |  | 2847 | 624 S GRAND AVE | LOS ANGELES | 90017 | STEVENS PAMELA | (213) 6294831
10069 | SC | PACIFIC BELL | 383094 | 2001 | F37918 | ICE, CATERPILLAR, 12 CYLINDERS, TURBOCHARGED, AFTERCOOLED, MODEL NO. 3512B DITA-1500 KW (NONEPA), 2155 BHP, DIESEL-FUELED, DRIVING AN EMERGENCY ELECTRICAL GENERATOR. | Diesel | Caterpillar | 3512B DITA | 1500 | 1500 |  |  | 23600 PARK SORRENTO RD | CALABASAS | 91302 | TRAN TRACY | (626) 5763155
10071 | SC | PACIFIC BELL | 398627 | 2002 | F53672 | ICE, CATERPILLAR, EMERGENCY ELECTRICAL GENERATION, MODEL NO. 3512 DITA, DIESEL FUELED, TWELVE CYLINDERS, TURBOCHARGED AND AFTERCOOLED, 1810 BHP. | Diesel | Caterpillar | 3512 | 1206.6667 |  |  | 1810 | 25762 CAMINO DEL AVION | SAN JUAN CAPISTRANO | 92675 | FARIAS LINUS | (925) 8238851
10072 | SC | PACIFIC BELL | 398895 | 2002 | F50866 | ICE, CATERPILLAR, EMERGENCY ELECTRIAL GENERATION, MODEL NO. 3516B, DIESEL FUELED, SIXTEEN CYLINDERS, TURBOCHARGED AND AFTERCOOLED, 2847 BHP. | Diesel | Caterpillar | 3516B | 1898 |  |  | 2847 | 7744 LANKERSHIM BLVD | NORTH HOLLYWOOD | 91605 | FARIAS LINUS | (925) 8238851
10074 | SC | PCH BEACH RESORT LLC | 404035 | 2002 | F53623 | ICE, DETROIT DIESEL, 12 CYLINDERS, TURBOCHARGED, AFTERCOOLED, MODEL NO. R123-7K35 (679 KW), SERIAL NO. 723346, 910 BHP, DIESEL-FUELED, DRIVING AN EMERGENCY ELECTRICAL GENERATOR. | Diesel | Detroit Diesel | R123-7K35 | 679 | 679 |  |  | 21500 PACIFIC COAST HWY | HUNTINGTON BEACH | 92648 | ANDERSON BRETT | (714) 3746154
10075 | SC | POLYTEX PLASTICS MFG, INC | 386792 | 2001 | F52570 | ICE, EMERGENCY, KOHLER, MODEL 750ROZD-4, DIESEL, FOUR CYCLE, TURBOCHARGED, 1,120 BHP, DRIVING A 750 KW ELECTRICAL GENERATOR. | Diesel | Kohler | 750ROZD-4 | 750 | 750 |  |  | 201 ELECTRA ST | POMONA | 91766 | SANCHEZ ALLAND | (909) 6298288
10076 | SC | PRIME WHEEL CORPORATION | 402167 | 2002 | F52484 | ICE, CATERPILLAR, 12 CYLINDER, TURBOCHARGED, AFTERCOOLED, MODEL 3512 DITA (1250 KW), SERIAL NO. 24209921, 1801 BHP, DIESEL FUELED, DRIVING AN EMERGENCY ELECTRICAL GENERATOR. | Diesel | Caterpillar | 3512 DITA | 1250 | 1250 |  |  | 24000 S VERMONT | HARBOR CITY | 90710 | TUNG MITCH | (310) 3265560
10077 | SC | PRODUCTIVITY CALIFORNIA | 401754 | 2002 | F52371 | ICE, CUMMINS, 16 CYLINDERS, TURBOCHARGED, AFTERCOOLED, MODEL NO. QSK60-G6(2180 KW), 2922 BHP, DIESEL-FUELED, DRIVING AN EMERGENCY ELECTRICAL GENERATOR. | Diesel | Cummins | QSK60-G6 | 2180 | 2180 |  |  | 10533 SESSLER ST | SOUTH GATE | 90280 | VOLLERS GARY | (562) 9233100
10078 | SC | RIVERSIDE GENERAL HOSP,UNIV MEDICAL CTR | 403727 | 2002 | F53812 | ICE, CATERPILLAR MODEL 3516 DITA, SERIAL NO. 25Z04264, DIESEL FUEL, 16 CYLINDERS, FOUR CYCLE, TURBOCHARGED AND AFTERCOOLED, RATED AT 2018 BHP, DRIVING AN EMERGENCY ELECTRICAL GENERATOR. | Diesel | Caterpillar | 3516 DITA | 1345.3333 |  |  | 2018 | 26520 CACTUS & NASON ST | MORENO VALLEY | 92555 | POLLY STEVEN | (909) 4864075
10079 | SC | RIVERSIDE GENERAL HOSP,UNIV MEDICAL CTR | 403734 | 2002 | F53813 | ICE, CATERPILLAR MODEL 3516 DITA, SERIAL NO. 25Z04268, DIESEL FUEL, 16 CYLINDERS, FOUR CYCLE, TURBOCHARGED AND AFTERCOOLED, RATED AT 2018 BHP, DRIVING AN EMERGENCY ELECTRICAL GENERATOR. | Diesel | Caterpillar | 3516 DITA | 1345.3333 |  |  | 2018 | 26520 CACTUS & NASON ST | MORENO VALLEY | 92555 | POLLY STEVEN | (909) 4864075
10080 | SC | RIVERSIDE GENERAL HOSP,UNIV MEDICAL CTR | 403736 | 2002 | F53815 | ICE, CATERPILLAR MODEL 3516 DITA, SERIAL NO. 25Z04266, DIESEL FUEL, 16 CYLINDERS, FOUR CYCLE, TURBOCHARGED AND AFTERCOOLED, RATED AT 2018 BHP, DRIVING AN EMERGENCY ELECTRICAL GENERATOR. | Diesel | Caterpillar | 3516 DITA | 1345.3333 |  |  | 2018 | 26520 CACTUS & NASON ST | MORENO VALLEY | 92555 | POLLY STEVEN | (909) 4864075
10081 | SC | ROYALE HEALTH CARE INC - MISSION VIEJO | 402611 | 2002 | F52913 | ICE, CUMMINS, MODEL NO. NTTA-855 G/GS/GC-2, SERIAL NO. 11495093, DIESEL FUELED, FOUR CYCLES, SIX CYLINDERS, TURBOCHARGED, AND AFTERCOOLED, RATED AT 535 BHP, DRIVING AN EMERGENCY ELECTRICAL GENERATOR. | Diesel | Cummins | NTTA855 | 356.6667 |  |  | 535 | 23228 MADERO AVE | MISSION VIEJO | 92691 | ARELLANES WILLIAM | (949) 9004580
10083 | SC | SFPP, L. P. S COLTON TERMINAL | 404956 | 2002 | F54478 | EMERGENCY ICE, DIESEL-FUELED, VOLVO PENTA, MODEL NO. TAD1232GE, SERIAL NO. 2120255604, TURBOCHARGED, AFTERCOOLED, 518 BHP, DRIVING EMERGENCY ELECTRICAL GENERATOR. | Diesel | Volvo Penta | TAD1232GE | 345.3333 |  |  | 518 | 2359 S RIVERSIDE AVE | BLOOMINGTON | 92316 | RAY GORDON | (909) 8735152
10084 | SC | SKYLINE HOMES INC | 390292 | 2001 | F46184 | ICE, CATERPILLAR, 12 CYLINDER, TURBOCHARGED, AFTERCOOLED, MODEL 3412C DITA, 743 BHP, DIESEL-FUELED, DRIVING AN EMERGENCY ELECTRICAL GENERATOR. | Diesel | Caterpillar | 3412C DITA | 495.3333 |  |  | 743 | 499 W ESPLANADE | SAN JACINTO | 92583 | TOPP GERRY | (909) 6549321
10085 | SC | SOUTH BAY REGIONAL PUBLIC COMM.AUTHORITY | 397645 | 2002 | F53368 | ICE, CUMMINS, MODEL QST30-G5, SERIAL NO. 37199013, TURBOCHARGED, AFTERCOOLED, TWELVE CYLINDER, RATED AT 1490 BHP, DIESEL FUELED, DRIVING AN EMERGENCY ELECTRICAL GENERATOR. | Diesel | Cummins | QST30-G5 | 993.3333 |  |  | 1490 | 4440 W BROADWAY AVE | HAWTHORNE | 90250 | RIVERA JOSE L. | (310) 9731802
10086 | SC | SOUTH GATE CITY | 401733 | 2002 | F53447 | ICE, WAUKESHA, MODEL F2895GU, SERIAL NO. 399872, NATURAL GAS, RICH BURN, RATED AT 636 BHP, WITH A PRE-STRATIFIED CHARGE CONTROL SYSTEM, DRIVING AN EMERGENCY ELECTRICAL STAND-BY GENERATOR. | Natural Gas | Waukesha | F2895GU | 424 |  |  | 636 | 2451 TWEEDY BLVD | SOUTH GATE | 90280 | BERRY ROLLIE | (213) 5639537
10087 | SC | SPRINT | 205818 | 1989 | D28472 | ICE, CATERPILLAR, DIESEL-FUELED, EMERGENCY ELECTRICAL GENERATION, MODEL 3412 DITA, TURBOCHARGED, AFTERCOOLED, 12 CYLINDERS, 755 BHP. | Diesel | Caterpillar | 3412 DITA | 503.3333 |  |  | 755 | 1750 W PENHALL WAY | ANAHEIM | 92801 | KOFFEL STEVE | (714) 7817070
10088 | SC | SPRINT | 355113 | 1999 | F20800 | ICE, CUMMINS, 16 CYLINDERS, TURBOCHARGED, AFTERCOOLED, MODEL NO. KTTA50-G2, 2220 BHP, DIESEL-FUELED, DRIVING AN EMERGENCY ELECTRICAL GENERATOR. | Diesel | Cummins | KTTA50-G2 | 1480 |  |  | 2220 | 1750 W PENHALL WAY | ANAHEIM | 92801 | KOFFEL STEVE | (714) 7817070
10089 | SC | SPRINT PCS | 326790 | 1997 | F6385 | ICE, CATERPILLAR, 12 CYLINDERS, TURBOCHARGED, AFTERCOOLED, MODEL NO. 3412 DITTA (500 KW), SERIAL NO. 81Z20533, 890 BHP, DIESEL-FUELED, DRIVING AN EMERGENCY ELECTRICAL GENERATOR. | Diesel | Caterpillar | 3412 DITTA | 500 | 500 |  |  | 3099 CALIFORNIA | BURBANK | 91504 | MARQUEZ ED | (714) 2552855
10090 | SC | SPRINT POINT OF PRESENCE FACILITY | 400550 | 2002 | F51832 | ICE, CUMMINS, MODEL NO. QSX15-G9, SERIAL NO. I-01028-6071, DIESEL-FUELED, FOUR CYCLES, SIX CYLINDERS, TURBOCHARGED AND AFTERCOOLED, RATED AT 755 BHP, DRIVING AN EMERGENCY ELECTRICAL GENERATOR. | Diesel | Cummins | QSX15-G9 | 503.3333 |  |  | 755 | 3601 N INDIAN CANYON DR | PALM SPRINGS | 92262 | LEHMAN NORM | (760) 3223604
10091 | SC | ST JOSEPH HEALTH SYSTEM, ANAHEIM TECH CT | 398034 | 2002 | F50382 | ICE, CUMMINS MODEL QST30-G2, S/N 37177337, 12 CYLINDERS, 1200 BHP, DIESEL FUELED, TURBOCHARGED AND AFTERCOOLED, DRIVING AN EMERGENCY ELECTRICAL GENERATOR. | Diesel | Cummins | QST30-G2 | 800 |  |  | 1200 | 1515 E ORANGEWOOD AVE | ANAHEIM | 92805 | SNYDER GREG | (714) 3477680
10092 | SC | STANDARD HOTEL,LLC | 399167 | 2002 | F51284 | ICE, GENERAC/HINO, MODEL NO. SD500/F17D-T, SERIAL NO. 2064859, DIESEL FUELED, TURBOCHARGED AND AFTERCOOLED, 8-CYLINDER, 758 BHP, DRIVING AN EMERGENCY ELECTRICAL GENERATOR. | Diesel | Generac | SD500 | 505.3333 |  |  | 758 | 550 S FLOWER ST | LOS ANGELES | 90071 | PANDOLTINI PAUL | (323) 6877209
10093 | SC | SUNAMERICA, INC | 342919 | 1998 | F15210 | ICE, CATERPILLAR, 12 CYLINDERS, TURBOCHARGED, AFTERCOOLED, MODEL NO. 3412 DITTA (500 KW), 890 BHP, DIESEL-FUELED, DRIVING AN EMERGENCY ELECTRICAL GENERATOR. | Diesel | Caterpillar | 3412 | 500 | 500 |  |  | 21650 OXNARD ST | WOODLAND HILLS | 91367 | SEDRULEY MICK | (818) 6734469
10094 | SC | TELETECH | 403813 | 2002 | F53480 | ICE, CUMMINS, 12 CYLINDERS, TURBOCHARGED, AFTERCOOLED, MODEL NO. QST30-G5, SERIAL NO. C000071143, 1490 BHP, DIESEL FUELED, DRIVING AN EMERGENCY ELECTRICAL GENERATOR. | Diesel | Cummins | QST30-G5 | 993.3333 |  |  | 1490 | 12215 VICTORY BLVD | NORTH HOLLYWOOD | 91606 | HILL EUGENA | (818) 7558210
10095 | SC | THE GRAND HOMEOWNERS ASSOCIATION | 401736 | 2002 | F52377 | ICE, DETROIT DIESEL, MODEL NO. 7123-7305 (12V-71T), SERIAL NO. 12VA065588, DIESEL FUELED, TWO CYCLES, TWELVE CYLINDERS, TURBOCHARGED, RATED AT 630 BHP, DRIVING AN EMERGENCY ELECTRICAL GENERATOR. | Diesel | Detroit Diesel | 7123-7305 | 420 |  |  | 630 | 10445 WILSHIRE | LOS ANGELES | 90024 | ALVERO VALENTINO ALVERO | (310) 4709045
10097 | SC | TOYOTA MOTOR SALES,U.S.A. INC | 402137 | 2002 | F52581 | ICE, DETROIT DIESEL, 6 CYLINDERS, TURBOCHARGED, AFTERCOOLED, MODEL NO. 6063-HK35 (474 KW), 635 BHP, DIESEL FIRED, DRIVING AN EMERGENCY ELECTRICAL GENERATOR. | Diesel | Detroit Diesel | 6063-HK35 | 474 | 474 |  |  | 19001 S WESTERN AVE | TORRANCE | 90501 | RANSOM CECIL | (310) 3814664
10098 | SC | TRILLIUM PROPERTY, LLC | 400395 | 2002 | F51800 | ICE, CATERPILLAR, DIESEL-FUELED, EMERGENCY ELECTRICAL GENERATION, MODEL NO. 3412 81Z04938, TURBOCHARGED, AFTERCOOLED, 12 CYLINDERS, 890 BHP. | Diesel | Caterpillar | 3412 | 593.3333 |  |  | 890 | 6320 CANOGA AVE | WOODLAND HILLS | 91367 | ARNOLD DARRYL | (818) 7162010
10099 | SC | TRILLIUM PROPERTY, LLC | 400397 | 2002 | F51802 | ICE, CATERPILLAR, DIESEL-FUELED, EMERGENCY ELECTRICAL GENERATION, MODEL NO. 3412 81Z06408, TURBOCHARGED, AFTERCOOLED, 12 CYLINDERS, 890 BHP. | Diesel | Caterpillar | 3412 | 593.3333 |  |  | 890 | 6320 CANOGA AVE | WOODLAND HILLS | 91367 | ARNOLD DARRYL | (818) 7162010
10100 | SC | TUSTIN CENTRE, MULLROCK MORTGAGE, LLC | 398173 | 2002 | F51238 | ICE, CATERPILLAR, DIESEL-FUELED, EMERGENCY ELECTRICAL GENERATION, MODEL NO. 3412, TURBOCHARGED, AFTERCOOLED, 12 CYLINDERS, 749 BHP. | Diesel | Caterpillar | 3412 | 499.3333 |  |  | 749 | 1551 N TUSTIN AVE | SANTA ANA | 92701 | COLE ED | (714) 5509511
10101 | SC | US GOVT, VETERANS AFFAIRS MEDICAL CENTER | 387099 | 2001 | F49031 | ICE, CUMMINS, MODEL KTA38-G1, SERIAL NO. 33124481, DIESEL FUEL, TWELVE CYLINDERS, TURBOCHARGED AND AFTERCOOLED, RATED AT 1135 BHP, DRIVING AN EMERGENCY ELECTRICAL GENERATOR. | Diesel | Cummins | KTA38-G1 | 1135 | 1135 |  |  | 5901 E 7TH ST | LONG BEACH | 90822 | GREENROCK AL | (562) 4942611
10102 | SC | US GOVT, VETERANS AFFAIRS MEDICAL CENTER | 401098 | 2002 | F52909 | ICE, CUMMINS, MODEL QST30-G5, SERIAL NO. 37199012, DIESEL FUEL, TWELVE CYLINDERS, TURBOCHARGED AND AFTERCOOLED, RATED AT 1490 BHP DRIVING AN EMERGENCY STAND-BY ELECTRICAL GENERATOR. | Diesel | Cummins | QST30-G5 | 993.3333 |  |  | 1490 | 5901 E 7TH ST | LONG BEACH | 90822 | GREENROCK AL | (562) 4942611
10103 | SC | VERIZON CALIFORNIA INC | 400759 | 2002 | F51819 | ICE, CUMMINS, 12 CYLINDER, TURBOCHARGED, AFTERCOOLED, MODEL QST30-G5 (1112 KW), 1490 BHP, DIESEL FUELED, DRIVING AN EMERGENCY ELECTRICAL GENERATOR. | Diesel | Cummins | QST30-G5 | 1112 | 1112 |  |  | 2749 190TH ST | REDONDO BEACH | 90278 | POSERINA WILLIAM | (805) 3725682
10104 | SC | VERIZON CALIFORNIA INC | 402546 | 2002 | F52873 | ICE, CATERPILLAR, MODEL NO. 3412 DIT, SERIAL NO. 81Z05641, DIESEL FUELED, TWELVE CYLINDERS, TURBOCAHRGED, RATED AT 789 BHP, DRIVING AN EMERGENCY ELECTRICAL GENERATOR. | Diesel | Caterpillar | 3412 DIT | 526 |  |  | 789 | 11024 1ST AVE | WHITTIER | 90601 | MCCORMICK JACKIE | (714) 5906519
10105 | SC | VERIZON CALIFORNIA INC | 402572 | 2002 | F52845 | ICE, CATERPILLAR, MODEL NO. 3412PCTA, SERIAL NO. 38S2279, DIESEL-FUELED, TWELVE CYLINDERS, TURBOCHARGED AND AFTERCOOLED, RATED AT 755 BHP, DRIVING AN EMERGENCY ELECTRICAL GENERATOR. | Diesel | Caterpillar | 3412 PCTA | 503.3333 |  |  | 755 | 1041 TIVERTON | WEST LOS ANGELES | 90024 | NELSON BARRY | (310) 3196148
10106 | SC | VIACOM TELEVISION STATIONS GRP OF LA | 402580 | 2002 | F53142 | ICE, CATERPILLAR, DIESEL-FUELED, EMERGENCY ELECTRICAL GENERATION, MODEL NO. 3406B, TURBOCHARGED, AFTERCOOLED, 6 CYLINDERS, 519 BHP. | Diesel | Caterpillar | 3406B | 346 |  |  | 519 | 5515 MELROSE AVE | HOLLYWOOD | 90038 | EASTMAN GARY | (323) 9603670
10107 | SC | VIACOM TELEVISION STATIONS GRP OF LA LLC | 402586 | 2002 | F53402 | ICE, CATERPILLAR, MODEL NO. 3412, DIESEL FUELED, TWELVE CYLINDERS, TURBOCHARGED AND AFTERCOOLED, RATED AT 815 BHP, DRIVING AN EMERGENCY ELECTRICAL GENERATOR. | Diesel | Caterpillar | 3412 | 543.3333 |  |  | 815 | 1 MT. WILSON RD | MOUNT WILSON | 91001 | KAISER PETER | (212) 8467816
10108 | SC | WARNER BROTHERS STUDIO FACILITIES | 402551 | 2002 | F52675 | ICE, JOHN DEERE, DIESEL-FUELED, EMERGENCY ELECTRICAL GENERATION, MODEL NO. G125HF070, TURBOCHARGED, INTERCOOLED, 6 CYLINDERS, FOUR CYCLE, 617 BHP. | Diesel | John Deere | G125HF070 | 411.3333 |  |  | 617 | 4000 WARNER BLVD | BURBANK | 91522 | MOORE LOWELL | (818) 9542890
10109 | SC | WASHINGTON MUTUAL BANK/CITY OF INDUSTRY | 402596 | 2002 | F53525 | ICE, CATERPILLAR, MODEL NO. 3412, SERIAL NO. 38S3046, DIESEL-FUELED, FOUR CYCLES, TWELVE CYLINDERS, TURBOCHARGED AND AFTERCOOLED, RATED AT 620 BHP, DRIVING AN EMERGENCY ELECTRICAL GENERATOR. | Diesel | Caterpillar | 3412 | 413.3333 |  |  | 620 | 2500 PELLISSIER PL | WHITTIER | 90601 | PANAT SHASHI | (626) 8147900
10110 | SC | WASHINGTON MUTUAL BANK/CITY OF INDUSTRY | 402598 | 2002 | F53633 | ICE, CATERPILLAR, MODEL NO. 3516 DITA, DIESEL FUELED, SIXTEEN CYLINDERS, TURBOCHARGED AND AFTERCOOLED, RATED AT 2151 BHP, DRIVING AN EMERGENCY ELECTRICAL GENERATOR. | Diesel | Caterpillar | 3516 DITA | 1434 |  |  | 2151 | 2500 PELLISSIER PL | WHITTIER | 90601 | PANAT SHASHI | (626) 8147900
10111 | SC | WESTCON MICROTUNNELING INC. | 400611 | 2002 | F52146 | ICE, PORTABLE, CATERPILLAR, MODEL NO. 3412 DITA, SERIAL NO. 81Z22371, DIESEL FUEL, TURBOCHARGED, RATED AT 894 BHP, WITH A PARTICULATE MATTER (PM) FILTER, DCL, MODEL 20 X 15, DRIVING AN ELECTRICAL GENERATOR. | Diesel | Caterpillar | 3412 DITA | 596 |  |  | 894 | VARIOUS LOCATIONS | LOS ANGELES | 90011 | OSTLER JOHN | (801) 7853401
10112 | SC | WESTCON MICROTUNNELING INC. | 400613 | 2002 | F52111 | ICE, PORTABLE, CATERPILLAR, MODEL NO. 3406 DITA, SERIAL NO. 4JK00598, DIESEL FUEL, TURBOCHARGED, RATED AT 530 BHP, WITH A PARTICULATE MATTER (PM) FILTER, DCL, MODEL 20 X 15, DRIVING AN ELECTRICAL GENERATOR. | Diesel | Caterpillar | 3406 DITA | 353.3333 |  |  | 530 | VARIOUS LOCATIONS | LOS ANGELES | 90011 | OSTLER JOHN | (801) 7853401
10113 | SC | WESTIN BONAVENTURE HOTEL | C43792 | 1982 | M30826 | ICE, DETROIT DIESEL, COMPRESSION IGNITION, TWO-STROKE, TURBOCHARGED, 16-CYLINDER, V-TYPE, MODEL NO. 16V-92T, 960 HP, DIESEL FUEL-FIRED, DRIVING A 600 KW STANDBY EMERGENCY ELECTRIC GENERATOR. | Diesel | Detroit Diesel | 16V-92T | 600 | 600 |  |  | 404 S FIGUEROA ST | LOS ANGELES | 90071 | SWEARINGEN LINDA | (213) 6124733
10114 | SC | WILSHIRE PARK PLACE 3600, LLC | 367635 | 2000 | F53062 | ICE, CATERPILLAR, MODEL NO. 3406BDT, SERIAL NO. 4RE00387, DIESEL FUELED, 6 CYLINDERS, TURBOCHARGED, AFTERCOOLED, 590 BHP, DRIVING AN EMERGENCY ELECTRICAL GENERATOR. | Diesel | Caterpillar | 3406BDT | 393.3333 |  |  | 590 | 3660 WILSHIRE BLVD SUITE 800 | LOS ANGELES | 90010 | PAIK PETER | (213) 3868782
10115 | SC | WORLDCOM | 389765 | 2001 | F52040 | ICE, CUMMINS, EMERGENCY ELECTRICAL GENERATION, MODEL NO. NTA855-G3, DIESEL FUELED, TURBOCHARGED AND AFTERCOOLED, 535 BHP. | Diesel | Cummins | NTA855-G3 | 535 | 535 |  |  | 609 W SEVENTH ST | LOS ANGELES | 90017 | HARRIS TODD | (972) 7295671
10116 | SC | WYNDHAM CHECKERS HOTEL | 402837 | 2002 | F53247 | ICE, DETROIT DIESEL, DIESEL FUELED, EMERGENCY ELECTRICAL GENERATION, MODEL NO. 8123-7405, SERIAL NO. 6A18038, TURBOCHARGED, 12 CYLINDERS, 830 BHP. | Diesel | Detroit Diesel | 8123-7405 | 553.3333 |  |  | 830 | 535 S GRAND AVE | LOS ANGELES | 90071 | HARRIS BRUCE | (213) 8910566
10117 | SC | 1221 OCEAN AVE LUXURY APARTMENTS | 403532 | 2002 | F56659 | INTERNAL COMBUSTION ENGINE, DETROIT IDESEL, DIESEL-FUELED, EMERGENCY ELECTRICAL GENERATION, MODEL NO. 6063-TK35, SERIAL NO. 06R0498860, TURBOCHARGED, AFTERCOOLED, 6 CYLINDERS, FOUR CYCLE, 550 BHP. | Diesel | Detroit Diesel | 6063-TK35 | 366.6667 |  |  | 550 | 1221 OCEAN AVE | SANTA MONICA | 90401 | TURCIOS FRANK | (310) 2551221
10118 | SC | 1900 AVENUE OF THE STARS | 401747 | 2002 | F53781 | INTERNAL COMBUSTION ENGINE, CATERPILLAR, DIESEL-FUELED, EMERGENCY ELECTRICAL GENERATION, MODEL 3508, TURBOCHARGED, AFTERCOOLED, 8 CYLINDERS, 1106 BHP. | Diesel | Caterpillar | 3508 | 737.3333 |  |  | 1106 | 1900 AVE OF THE STARS | LOS ANGELES | 90067 | FLORES GEORGE | (310) 2031870
10119 | SC | 2121 AVENUE OF THE STARS LLC | 407296 | 2002 | F56434 | INTERNAL COMBUSTION ENGINE, DETROIT DIESEL, DIESEL-FUELED, EMERGENCY ELECTRICAL GENERATION, ALLISON SERIES 149, MODEL NO. 9163-7316, SERIAL NO. 16E-8382, TURBOCHARGED, AFTERCOOLED, 16 CYLINDERS, 1895 BHP. | Diesel | Detroit Diesel | 9163-7316 | 1263.3333 |  |  | 1895 | 2121 AVENUE OF THE STARS | LOS ANGELES | 90067 | PRARA DAVID | (310) 2820047
10120 | SC | ADT SECURITY | 409039 | 2002 | F57078 | INTERNAL COMBUSTION ENGINE, CATERPILLAR, 12 CYLINDERS, TURBOCHARGED, AFTERCOOLED, MODEL NO. 3412 DITTA (700 KW), 1025 BHP, DIESEL-FUELED, DRIVING AN EMERGENCY ELECTRICAL GENERATOR. | Diesel | Caterpillar | 3412 DITTA | 700 | 700 |  |  | 955 OVERLAND CT | SAN DIMAS | 91773 | MOGI JOANNE | (909) 4506310
10121 | SC | AGILENT TECHNOLOGIES | 410047 | 2002 | F57691 | INTERNAL COMBUSTION ENGINE, CATERPILLAR, 6 CYLINDERS, TURBOCHARGED, AFTERCOOLED, MODEL NO. 3406 DITA (350 KW), SERIAL NO. 4JK00786, 519 BHP, DIESEL-FUELED, DRIVING AN EMERGENCY ELECTRICAL GENERATOR. | Diesel | Caterpillar | 3406 DITA | 350 | 350 |  |  | 30699 RUSSELL RANCH RD BLDG. 3 | WESTLAKE VILLAGE | 91362 | SILVER AVA | (818) 8796432
10122 | SC | ALLIANZ GLOBAL RISK | 406419 | 2002 | F55005 | INTERNAL COMBUSTION ENGINE, CATERPILLAR, 12 CYLINDERS, TURBOCHARGED, AFTERCOOLED, MODEL NO. 3412C DITA (500 KW), SERIAL NO. BCW00487, 748 BHP, DIESEL-FUELED, DRIVING AN EMERGENCY ELECTRICAL GENERATOR. | Diesel | Caterpillar | 3412C DITA | 500 | 500 |  |  | 2350 EMPIRE AVE | BURBANK | 91505 | BUCCOLA PAUL | (818) 9728751
10123 | SC | ANAHEIM MEMORIAL HOSPITAL | 387433 | 2001 | F43348 | INTERNAL COMBUSTION ENGINE, VALLEY DETROIT, MODEL 8123-7405, SERIAL NO. 12VF003351, TURBOCHARGED, DIESEL FUELED, DRIVING AN EMERGENCY ELECTRICAL GENERATOR, 830 BHP. | Diesel | Detroit Diesel | 8123-7405 | 553.3333 |  |  | 830 | 1111 W LA PALMA AVE | ANAHEIM | 92801 | RUBINO CHRIS | (714) 9996145
10124 | SC | ANAHEIM MEMORIAL HOSPITAL | 387434 | 2001 | F43349 | INTERNAL COMBUSTION ENGINE, VALLEY DETROIT, MODEL 8123-7405, SERIAL NO. 12VF8103, TURBOCHARGED, DIESEL FUELED, DRIVING AN EMERGENCY ELECTRICAL GENERATOR, 830 BHP. | Diesel | Detroit Diesel | 8123-7405 | 553.3333 |  |  | 830 | 1111 W LA PALMA AVE | ANAHEIM | 92801 | RUBINO CHRIS | (714) 9996145
10125 | SC | ARDEN REALTY FINANCE IV, LLC | 386857 | 2001 | F46495 | INTERNAL COMBUSTION ENGINE, CUMMINS, MODEL NO. CC534C, SERIAL NO. 1880159879, DIESEL FUELED, EMERGENCY ELECTRICAL GENERATION, TURBOCHARGED AND AFTERCOOLED, 600 BHP. | Diesel | Cummins | CC534C | 400 |  |  | 600 | 600 CORPORATE POINTE | CULVER CITY | 90230 | GONEK DOMINIQUE | (310) 6421001
10126 | SC | ARGO-TECH CORPORATION | 403555 | 2002 | F53736 | INTERNAL COMBUSTION ENGINE, DETROIT DIESEL, COMPRESSION IGNITION, TWO-STROKE, TURBOCHARGED-INTERCOOLED, MODEL NO. 16V-149TI, 1540 BHP, DIESEL OR JET-A FUELED, DRIVING A 724 KW ELECTRICAL GENERATOR. | Diesel | Detroit Diesel | 16V-149TI | 724 | 724 |  |  | 671 W 17TH ST | COSTA MESA | 92627 | MARSON SYLVIA | (949) 7642250
10127 | SC | BERTELSMANN SERVICES INC | 404673 | 2002 | F56845 | INTERNAL COMBUSTION ENGINE, DETROIT DIESEL, MODEL 6063-TK35, SERIAL NO. 06R0646896, TURBOCHARGED, DIESEL FUELED, RATED AT 550 BHP, DRIVING AN EMERGENCY ELECTRICAL GENERATOR. | Diesel | Detroit Diesel | 6063-TK35 | 366.6667 |  |  | 550 | 29011 COMMERCE CENTER DR | VALENCIA | 91355 | BELL BOB | (661) 7756451
10128 | SC | BFWV, LLC / 21ST CENTURY PLAZA | 406803 | 2002 | F56234 | INTERNAL COMBUSTION ENGINE, CATERPILLAR, 12 CYLINDERS, TURBOCHARGED, AFTERCOOLED, MODEL NO. 3412 DITTA (500 KW), SERIAL NO. 81Z24043, 746 BHP, DIESEL-FUELED, DRIVING AN EMERGENCY ELECTRICAL GENERATOR. | Diesel | Caterpillar | 3412 DITTA | 500 | 500 |  |  | 6303 OWENSMOUTH AVE | WOODLAND HILLS | 91367 | PRICE KRISTIE | (818) 7040500
10129 | SC | BRIGHTON ENTERPRISES LLC | 406230 | 2002 | F54895 | INTERNAL COMBUSTION ENGINE, CATERPILLAR, DIESEL FUELED, EMERGENCY ELECTRICAL GENERATION, MODEL NO. 3412TA, 12 CYLINDERS, TURBOCHARGED, AFTERCOOLED, 755 BHP. | Diesel | Caterpillar | 3412 TA | 503.3333 |  |  | 755 | 9601 WILSHIRE BLVD | BEVERLY HILLS | 90210 | ESTRADA AUGUSTO | (310) 5508011
10130 | SC | BRISTOL GROUP LLC/SAMARITAN MED TOWER | 401211 | 2002 | F58115 | INTERNAL COMBUSTION ENGINE, CATERPILLAR, MODEL NO. 3406, SERIAL NO. 4RG01214, DIESEL FUELED, 6-CYLINDER, TURBOCHARGED AND AFTERCOOLED, 587 BHP, DRIVING AN EMERGENCY ELECTRICAL GENERATOR. | Diesel | Caterpillar | 3406 | 391.3333 |  |  | 587 | 1127 WILSHIRE BLVD | LOS ANGELES | 90404 | PACHEO CHRISTINA | (213) 2505900
10131 | SC | CABAZON COUNTY WATER DISTRICT | 405964 | 2002 | F56628 | INTERNAL COMBUSTION ENGINE, DETROIT DIESEL, MODEL NO. 6063-TK35, DIESEL FUELED, FOUR CYCLES, SIX CYLINDERS, TURBOCHARGED AND AFTERCOOLED, RATED AT 490 BHP, DRIVING AN EMERGENCY ELECTRICAL GENERATOR | Diesel | Detroit Diesel | 6063-TK35 | 326.6667 |  |  | 490 | 13755 APACHE TRAIL | CABAZON | 92230 | WALLIS KENNY | (909) 8494442
10132 | SC | CABLE & WIRELESS INTERNET SERVICES, INC | 406360 | 2002 | F54886 | INTERNAL COMBUSTION ENGINE, CATERPILLAR, 12 CYLINDERS, TURBOCHARGED, AFTERCOOLED, MODEL NO. 3512 DITA (1250 KW), SERIAL NO. 24Z09308, 1801 BHP, DIESEL-FUELED, DRIVING AN EMERGENCY ELECTRICAL GENERATOR. | Diesel | Caterpillar | 3512 DITA | 1250 | 1250 |  |  | 200 N NASH ST | EL SEGUNDO | 90245 | HARLEY MONICA | (310) 9553626
10133 | SC | CABLE & WIRELESS INTERNET SERVICES, INC | 406361 | 2002 | F54888 | INTERNAL COMBUSTION ENGINE, CATERPILLAR, 12 CYLINDERS, TURBOCHARGED, AFTERCOOLED, MODEL NO. 3512 DITA (1250 KW), SERIAL NO. 24Z09123, 1801 BHP, DIESEL-FUELED, DRIVING AN EMERGENCY ELECTRICAL GENERATOR. | Diesel | Caterpillar | 3512 DITA | 1250 | 1250 |  |  | 200 N NASH ST | EL SEGUNDO | 90245 | HARLEY MONICA | (310) 9553626
10134 | SC | CABLE & WIRELESS INTERNET SERVICES, INC | 406362 | 2002 | F54890 | INTERNAL COMBUSTION ENGINE, CATERPILLAR, 12 CYLINDERS, TURBOCHARGED, AFTERCOOLED, MODEL NO. 3512 DITA (1250 KW), SERIAL NO. 24Z09139, 1801 BHP, DIESEL-FUELED, DRIVING AN EMERGENCY ELECTRICAL GENERATOR. | Diesel | Caterpillar | 3512 DITA | 1250 | 1250 |  |  | 200 N NASH ST | EL SEGUNDO | 90245 | HARLEY MONICA | (310) 9553626
10135 | SC | CABLE & WIRELESS INTERNET SERVICES, INC | 406363 | 2002 | F54891 | INTERNAL COMBUSTION ENGINE, CATERPILLAR, 12 CYLINDERS, TURBOCHARGED, AFTERCOOLED, MODEL NO. 3512 DITA (1250 KW), SERIAL NO. 24Z09190, 1801 BHP, DIESEL-FUELED, DRIVING AN EMERGENCY ELECTRICAL GENERATOR. | Diesel | Caterpillar | 3512 DITA | 1250 | 1250 |  |  | 200 N NASH ST | EL SEGUNDO | 90245 | HARLEY MONICA | (310) 9553626
10136 | SC | CABLE & WIRELESS INTERNET SERVICES, INC | 406364 | 2002 | F54892 | INTERNAL COMBUSTION ENGINE, CATERPILLAR, 12 CYLINDERS, TURBOCHARGED, AFTERCOOLED, MODEL NO. 3512 DITA (1250 KW), SERIAL NO. 24Z09188, 1801 BHP, DIESEL-FUELED, DRIVING AN EMERGENCY ELECTRICAL GENERATOR. | Diesel | Caterpillar | 3512 DITA | 1250 | 1250 |  |  | 200 N NASH ST | EL SEGUNDO | 90245 | HARLEY MONICA | (310) 9553626
10137 | SC | CABLE AND WIRELESS USA | 406359 | 2002 | F55360 | INTERNAL COMBUSTION ENGINE, CATERPILLAR, 12 CYLINDERS, TURBOCHARGED, AFTERCOOLED, MODEL NO. 3412 DISTA (750 KW), SERIAL NO. 6EJ01170, 1114 BHP, DIESEL-FUELED, DRIVING AN EMERGENCY ELECTRICAL GENERATOR. | Diesel | Caterpillar | 3412 DISTA | 750 | 750 |  |  | 300 S HARBOR BLVD SUITE LL-5 | ANAHEIM | 92805 | ISBELL TODD M | (315) 6558161
10138 | SC | CALIFORNIA FEDERAL BANK | 215440 | 1989 | D28786 | INTERNAL COMBUSTION ENGINE NO. 1, CUMMINS, DIESEL-FUELED, EMERGENCY ELECTRICAL GENERATION, MODEL KTA1150G, TURBOCHARGED, AFTERCOOLED, 6 CYLINDERS, 550 BHP | Diesel | Cummins | KTA1150G | 366.6667 |  |  | 550 | 2710 WINONA AVE | BURBANK | 91504 | TURANSKY CHUCK | (818) 4095127
10139 | SC | CALIFORNIA FEDERAL BANK | 215441 | 1989 | D28784 | INTERNAL COMBUSTION ENGINE NO. 2, CUMMINS, DIESEL-FUELED, EMERGENCY ELECTRICAL GENERATION, MODEL KTA1150G, TURBOCHARGED, AFTERCOOLED, 6 CYLINDERS, 550 BHP | Diesel | Cummins | KTA1150G | 366.6667 |  |  | 550 | 2710 WINONA AVE | BURBANK | 91504 | TURANSKY CHUCK | (818) 4095127
10140 | SC | CALIFORNIA FEDERAL BANK | 215442 | 1989 | D28785 | INTERNAL COMBUSTION ENGINE NO. 2, CUMMINS, DIESEL-FUELED, EMERGENCY ELECTRICAL GENERATION, MODEL KTA1150G, TURBOCHARGED, AFTERCOOLED, 6 CYLINDERS, 550 BHP | Diesel | Cummins | KTA1150G | 366.6667 |  |  | 550 | 2710 WINONA AVE | BURBANK | 91504 | TURANSKY CHUCK | (818) 4095127
10141 | SC | CARRIER CENTER LOS ANGELES | 409216 | 2002 | F57597 | INTERNAL COMBUSTION ENGINE, CATERPILLAR, 12 CYLINDERS, TURBOCHARGED, AFTERCOOLED, MODEL NO. 3412 DITTA (500 KW), 746 BHP, DIESEL-FUELED, DRIVING AN EMERGENCY ELECTRICAL GENERATOR. | Diesel | Caterpillar | 3412 DITTA | 500 | 500 |  |  | 600 W SEVENTH ST | LOS ANGELES | 90017 | BRENNAN DAVE | (213) 6889010
10142 | SC | CARRIER CENTER LOS ANGELES | 409217 | 2002 | F57598 | INTERNAL COMBUSTION ENGINE, CATERPILLAR, MODEL 3512 DITA, SERIAL NO. 6WN00420, DIESEL FUELED, FOUR CYCLE, TWELVE CYLINDERS, TURBOCHARGED AND AFTERCOOLED, RATED AT 2172 BHP DRIVING AN EMERGENCY ELECTRICAL GENERATOR. | Diesel | Caterpillar | 3512 DITA | 1448 |  |  | 2172 | 600 W SEVENTH ST | LOS ANGELES | 90017 | BRENNAN DAVE | (213) 6889010
10143 | SC | CARRIER CENTER LOS ANGELES | 409638 | 2002 | F57599 | INTERNAL COMBUSTION ENGINE, CATERPILLAR, MODEL 3512 DITA, SERIAL NO. 6WN00422, DIESEL FUELED, FOUR CYCLE, TWELVE CYLINDERS, TURBOCHARGED AND AFTERCOOLED, RATED AT 2172 BHP, DRIVING AN EMERGENCY ELECTRICAL GENERATOR. | Diesel | Caterpillar | 3512 DITA | 1448 |  |  | 2172 | 600 W SEVENTH ST | LOS ANGELES | 90017 | BRENNAN DAVE | (213) 6889010
10144 | SC | CARRIER CENTER LOS ANGELES | 409639 | 2002 | F57600 | INTERNAL COMBUSTION ENGINE, CATERPILLAR, MODEL 3512 DITA, SERIAL NO. 6WN00421, DIESEL FUELED, FOUR CYCLE, TWELVE CYLINDERS, TURBOCHARGED AND AFTERCOOLED, RATED AT 2172 BHP, DRIVING AN EMERGENCY ELECTRICAL GENERATOR. | Diesel | Caterpillar | 3512 DITA | 1448 |  |  | 2172 | 600 W SEVENTH ST | LOS ANGELES | 90017 | BRENNAN DAVE | (213) 6889010
10145 | SC | CCA CORPORATE CENTER, LLC | 409923 | 2002 | F57425 | INTERNAL COMBUSTION ENGINE, CUMMINS, 6 CYLINDERS, TURBOCHARGED, AFTERCOOLED, MODEL NO. KTA19-G4, 755 BHP, DIESEL FUELED, DRIVING AN EMERGENCY ELECTRICAL GENERATOR. | Diesel | Cummins | KTA19-G4 | 503.3333 |  |  | 755 | 5700 S EASTERN AVE | LOS ANGELES | 90040 | SELLERS RANDI | (323) 7248584
10146 | SC | CHILDRENS HOSPITAL LOS ANGELES, RESEARCH | 402334 | 2002 | F55851 | INTERNAL COMBUSTION ENGINE, CATERPILLAR, 12 CYLINDERS, TURBOCHARGED, AFTERCOOLED, MODEL NO. 3512B DITA (1250 KW), SERIAL NO. 1GZ00823, 1807 BHP, DIESEL-FUELED, DRIVING AN EMERGENCY ELECTRICAL GENERATOR. | Diesel | Caterpillar | 3512B DITA | 1250 | 1250 |  |  | 4661 SUNSET BLVD | LOS ANGELES | 90027 | SOTTILE JOHN J | (323) 6695433
10147 | SC | CHURCH OF SCIENTOLOGY WESTERN U S | 408393 | 2002 | F57060 | INTERNAL COMBUSTION ENGINE, CATERPILLAR, MODEL NO. 3412, SERIAL NO. 81Z04862, DIESEL FUELED, TURBOCHARGED, 749 BHP, DRIVING AN EMERGENCY ELECTRICAL GENERATOR. | Diesel | Caterpillar | 3412 | 499.3333 |  |  | 749 | 1404 N CATALINA | LOS ANGELES | 90027 | REGXV CAL COLE | (213) 6600144
10148 | SC | CITY OF SANTA MONICA EPD/PSF | 406524 | 2002 | F54972 | INTERNAL COMBUSTION ENGINE, CUMMINS, 12 CYLINDERS, TURBOCHARGED, AFTERCOOLED, MODEL NO. QST30-G5, SERIAL NO. F010255871, 1490 BHP, DIESEL-FUELED, DRIVING AN EMERGENCY ELECTRICAL GENERATOR. | Diesel | Cummins | QST30-G5 | 993.3333 |  |  | 1490 | 333 OLYMPIC BLVD | SANTA MONICA | 90401 | HANLEY MONICA | (310) 4588227
10149 | SC | CITY OF SANTA MONICA EPD/PSF | 406526 | 2002 | F54971 | INTERNAL COMBUSTION ENGINE, CUMMINS, 12 CYLINDERS, TURBOCHARGED, AFTERCOOLED, MODEL NO. QST30-G5, SERIAL NO. G010259569, 1490 BHP, DIESEL-FUELED, DRIVING AN EMERGENCY ELECTRICAL GENERATOR. | Diesel | Cummins | QST30-G5 | 993.3333 |  |  | 1490 | 333 OLYMPIC BLVD | SANTA MONICA | 90401 | HANLEY MONICA | (310) 4588227
10150 | SC | CITY OF SANTA MONICA EPD/PSF | 406527 | 2002 | F54970 | INTERNAL COMBUSTION ENGINE, CUMMINS, 12 CYLINDERS, TURBOCHARGED, AFTERCOOLED, MODEL NO. QST30-G5, SERIAL NO. F010255872, 1490 BHP, DIESEL-FUELED, DRIVING AN EMERGENCY ELECTRICAL GENERATOR. | Diesel | Cummins | QST30-G5 | 993.3333 |  |  | 1490 | 333 OLYMPIC BLVD | SANTA MONICA | 90401 | HANLEY MONICA | (310) 4588227
10151 | SC | COACHELLA VALLEY WATER DISTRICT | 409023 | 2002 | F57496 | INTERNAL COMBUSTION ENGINE, DETROIT DIESEL, MODEL 6063-HK35, TURBOCHARGED AND AFTERCOOLED, DIESEL-FIRED, 635 BHP, DRIVING AN EMERGENCY ELECTRICAL GENERATOR. | Diesel | Detroit Diesel | 6063-HK35 | 423.3333 |  |  | 635 | 43200 COOK & STORMWATER CHANNEL ST | PALM DESERT | 92260 | JONES ROYCE | (619) 3982651
10152 | SC | COMMONWEALTH/COUSINS I, LLC | 407618 | 2002 | F55709 | INTERNAL COMBUSTION ENGINE, CATERPILLAR, 12 CYLINDERS, TURBOCHARGED, AFTERCOOLED, MODEL NO. 3512B DITA (1500 KW), SERIAL NO. 6DW01114, 2155 BHP, DIESEL-FUELED, DRIVING AN EMERGENCY ELECTRICAL GENERATOR. | Diesel | Caterpillar | 3512B DITA | 1500 | 1500 |  |  | 12900 PARK PLAZA DR | CERRITOS | 90703 | GOODWIN ROBERT | (213) 6292100
10153 | SC | COMMONWEALTH/COUSINS I, LLC | 407619 | 2002 | F55708 | INTERNAL COMBUSTION ENGINE, CATERPILLAR, 12 CYLINDERS, TURBOCHARGED, AFTERCOOLED, MODEL NO. 3412 DITTA (500 KW), SERIAL NO. 9GF21057, 746 BHP, DIESEL-FUELED, DRIVING AN EMERGENCY ELECTRICAL GENERATOR. | Diesel | Caterpillar | 3412 DITTA | 497.3333 |  |  | 746 | 12900 PARK PLAZA DR | CERRITOS | 90703 | GOODWIN ROBERT | (213) 6292100
10154 | SC | CONTINENTAL AIRLINES UNIT NO.02 | 410345 | 2003 | F58262 | INTERNAL COMBUSTION ENGINE, CATERPILLAR, 12 CYLINDERS, TURBOCHARGED, AFTERCOOLED, MODEL NO. 3412C DITA (500 KW), SERIAL NO. 81Z05107, 748 BHP, DIESEL-FUELED, DRIVING AN EMERGENCY ELECTRICAL GENERATOR. | Diesel | Caterpillar | 3412C DITA | 500 | 500 |  |  | 7300 WORLD WEST WAY | LOS ANGELES | 90045 | BRAUN THOMAS | (310) 2583300
10155 | SC | CUCAMONGA COUNTY WATER DISTRICT | 409482 | 2002 | F57180 | INTERNAL COMBUSTION ENGINE, CATERPILLAR, 6 CYLINDERS, TURBOCHARGED, AFTERCOOLED, MODEL NO. 3456 DITA AA (500 KW), 764 BHP, DIESEL-FUELED, DRIVING AN EMERGENCY ELECTRICAL GENERATOR. | Diesel | Caterpillar | 3456 DITA | 500 | 500 |  |  | 10440 ASHFORD ST | RANCHO CUCAMONGA | 91729 | RODRIGUEZ GEORGE | (909) 4837400
10156 | SC | CUSHMAN & WAKEFIELD OF CALIFORNIA, INC | 409890 | 2002 | F57422 | DIESEL ENGINE, EMERGENCY ELECTRICAL GENERATION, WAUKESHA, TURBOCHARGED, AFTERCOOLED, MODEL L579DSIU, SERIAL NO. 234355, TWELVE CYLINDERS, 1500 BHP, DRIVING A 1100 KW ELECTRIC GENERATOR. | Diesel | Waukesha | L579DSIU | 1100 | 1100 |  |  | 333 S HOPE ST | LOS ANGELES | 90071 | PAGE DAN | (213) 6801900
10157 | SC | CUSHMAN & WAKEFIELD OF CALIFORNIA, INC | 409891 | 2002 | F57424 | DIESEL ENGINE, EMERGENCY ELECTRICAL GENERATION, WAUKESHA, TURBOCHARGED, AFTERCOOLED, MODEL L579DSIU, SERIAL NO. 234345, TWELVE CYLINDERS, 1500 BHP, DRIVING A 1100 KW ELECTRIC GENERATOR. | Diesel | Waukesha | L579DSIU | 1100 | 1100 |  |  | 333 S HOPE ST | LOS ANGELES | 90071 | PAGE DAN | (213) 6801900
10158 | SC | DERF 2000/ WARNER CENTER TOWERS | 409651 | 2002 | F57336 | INTERNAL COMBUSTION ENGINE, CATERPILLAR, DIESEL-FUELED, EMERGENCY ELECTRICAL GENERATION, MODEL NO. D349, SERIAL NO. 61P1280, TURBOCHARGED, AFTERCOOLED, 16 CYLINDERS, 1100 BHP. | Diesel | Caterpillar | D349 | 733.3333 |  |  | 1100 | 21600 OXNARD ST | WOODLAND HILLS | 91367 | GEHRING JEFF | (818) 5936265
10159 | SC | DERF 2000/ WARNER CENTER TOWERS | 409668 | 2002 | F57345 | INTERNAL COMBUSTION ENGINE, DETROIT DIESEL, DIESEL-FUELED, EMERGENCY ELECTRICAL GENERATION, MODEL 8123-7305, SERIAL NO. 12VF2535, TURBOCHARGED, AFTERCOOLED, 12 CYLINDERS, 741 BHP. | Diesel | Caterpillar | 8123-7305 | 494 |  |  | 741 | 21550 OXNARD ST | WOODLAND HILLS | 91367 | GEHRING JEFF | (818) 5936110
10160 | SC | DERF 2000/WARNER CENTER TOWERS | 409658 | 2002 | F57339 | INTERNAL COMBUSTION ENGINE, CATERPILLAR, MODEL NO. 3512 DI, SERIAL NO. 24Z02923, DIESEL-FUELED, EMERGENCY ELECTRICAL GENERATION, 12 CYLINDERS, TURBOCHARGED AND AFTERCOOLED, 1804 BHP. | Diesel | Caterpillar | 3512 DI | 1202.6667 |  |  | 1804 | 21650 OXNARD ST | WOODLAND HILLS | 91367 | GEHRING JEFF | (818) 5936110
10161 | SC | DERF 2000/WARNER CENTER TOWERS | 409666 | 2002 | F57344 | INTERNAL COMBUSTION ENGINE, CATERPILLAR, DIESEL-FUELED, EMERGENCY ELECTRICAL GENERATION, MODEL 3512, SERIAL NO. 24Z02273, TURBOCHARGED, AFTERCOOLED, 12 CYLINDERS, 1482 BHP. | Diesel | Caterpillar | 3512 | 988 |  |  | 1482 | 21700 OXNARD ST | WOODLAND HILLS | 91367 | GEHRING JEFF | (818) 5936110
10162 | SC | DERF 2000/WARNER CENTER TOWERS | 409667 | 2002 | F57346 | INTERNAL COMBUSTION ENGINE, CATERPILLAR, DIESEL-FUELED, EMERGENCY ELECTRICAL GENERATION, MODEL 3412, SERIAL NO. 8123712, TURBOCHARGED, AFTERCOOLED, 12 CYLINDERS, 688 BHP. | Diesel | Caterpillar | 3412 | 458.6667 |  |  | 688 | 21800 OXNARD ST | WOODLAND HILLS | 91367 | GEHRING JEFF | (818) 5936110
10163 | SC | DISNEY CORE SERVICES | 409709 | 2002 | F57348 | INTERNAL COMBUSTION ENGINE, CATERPILLAR, DIESEL-FUELED, EMERGENCY ELECTRICAL GENERATION, MODEL 3412 DIT, TURBOCHARGED, AFTERCOOLED, 12 CYLINDERS, 770 BHP. | Diesel | Caterpillar | 3412 DITTA | 513.3333 |  |  | 770 | 3800 W ALAMEDA AVE | BURBANK | 91505 | GONZALEZ DEBBIE | (818) 5442504
10164 | SC | DOHENY EYE INSTITUTE | 408571 | 2002 | F56625 | INTERNAL COMBUSTION ENGINE, DETROIT DIESEL, MODEL NO. 8163-7416, SERIAL NO. 16VF009280, DIESEL FUELED, TURBOCHARGED, 16-CYLINDER, 1252 BHP, DRIVING AN EMERGENCY ELECTRICAL GENERATOR. | Diesel | Detroit Diesel | 8163-7416 | 834.6667 |  |  | 1252 | 1537 NORFOLK ST | LOS ANGELES | 90033 | AHDOUT SAEED | (949) 8333455
10165 | SC | DOHENY EYE INSTITUTE | 410274 | 2003 | F58120 | INTERNAL COMBUSTION ENGINE, CUMMINS, MODEL NO. KTA2300GS, SERIAL NO. 33105734, DIESEL FUELED, 12 CYLINDER, TURBOCHARGED AND AFTERCOOLED, 1030 BHP, DRIVING AN EMERGENCY ELECTRICAL GENERATOR. | Diesel | Cummins | KTA2300GS | 686.6667 |  |  | 1030 | 1537 NORFOLK ST | LOS ANGELES | 90033 | AHDOUT SAEED | (949) 8333455
10166 | SC | ELLA LEWIN LLC, C/O HBD COMPANY | 409617 | 2002 | F57084 | INTERNAL COMBUSTION ENGINE, DETROIT DIESEL, 6 CYLINDERS, TURBOCHARGED, AFTERCOOLED, MODEL NO. 6063-TK35 (410 KW), 550 BHP, DIESEL-FUELED, DRIVING AN EMERGENCY ELECTRICAL GENERATOR. | Diesel | Detroit Diesel | 6063-TK35 | 410 | 410 |  |  | 9101 S SEPULVEDA BLVD | LOS ANGELES | 90045 | WEST WILLIAM | (310) 4178048
10167 | SC | EMPIRE LAKES CORPORATION | 404809 | 2002 | F54464 | INTERNAL COMBUSTION ENGINE, CATERPILLAR, MODEL NO. 3512B DITA SCAC ENGINE, TURBOCHARGED AND AFTERCOOLED, DIESEL FUELED, EMERGENCY ELECTRICAL GENERATOR, FOUR CYLINDERS, 2155 BHP. | Diesel | Caterpillar | 3512B DITA | 1436.6667 |  |  | 2155 | 9500 CLEVELAND AVE STE 110 | RANCHO CUCAMONGA | 91730 | YORK WAYNE | (909) 4816187
10168 | SC | EOP, LLC, A DELAWARE LLC | 392993 | 2001 | F48322 | INTERNAL COMBUSTION ENGINE, KOHLER, DIESEL-FUELED, EMERGENCY ELECTRICAL GENERAWTION, MODEL 400 SERIAL NO. 189621, TURBOCHARGED, AFTERCOOLED, 6 CYLINDERS, 600 BHP. | Diesel | Kohler | 400 | 400 |  |  | 600 | 18881 VON KARMAN AVE | IRVINE | 92612 | WILES MARVIN | (949) 8332133
10169 | SC | FISHER PRINTING INC, CIRCULAR SPECIALIST | 394756 | 2001 | F48402 | INTERNAL COMBUSTION ENGINE, CUMMINS, 6 CYLINDERS, TURBOCHARGED, AFTERCOOLED, MODEL NO. QSX15-G9, 755 BHP, DIESEL-FUELED, DRIVING AN EMERGENCY ELECTRICAL GENERATOR. | Diesel | Cummins | QSX15-G9 | 503.3333 |  |  | 755 | 2257 N PACIFIC ST | ORANGE | 92865 | JONES GARY | (714) 9989200
10170 | SC | FLEISHMANN'S VINEGAR CO, INC | 408770 | 2002 | F56562 | INTERNAL COMBUSTION ENGINE, CUMMINS, DIESEL-FUELED, EMERGENCY ELECTRICAL GENERATION, MODEL VT12-700-GC, TURBOCHARGED, INTERCOOLED, 12 CYLINDERS, 638 BHP. | Diesel | Cummins | VT12-700-GC | 425.3333 |  |  | 638 | 444 ROOSEVELT AVE | MONTEBELLO | 90640 | JOHNSON DOUGLAS | (323) 7280142
10171 | SC | ICG COMMUNICATIONS | 405451 | 2002 | F56665 | INTERNAL COMBUSTION ENGINE, DETROIT DIESEL, MODEL NO. T123-7K36 (12V-4000), DIESEL FUELED, FOUR CYCLES, TWELVE CYLINDERS, TURBOCHARGED AND AFTERCOOLED, RATED AT 2200 BHP, DRIVING AN EMERGENCY ELECTRICAL GENERATOR. | Diesel | Detroit Diesel | T123-7K36 | 1466.6667 |  |  | 2200 | 1905 ARMACOST AVE | LOS ANGELES | 90025 | MASON MIKE | (310) 8730222
10173 | SC | INTERACTIVE TELECOM NETWORK, INC | 364107 | 1999 | F23968 | INTERNAL COMBUSTION ENGINE, CUMMINS, 6 CYLINDERS, TURBOCHARGED, AFTERCOOLED, MODEL NO. KTA19-G4, 755 BHP, DIESEL FUELED, DRIVING AN EMERGENCY ELECTRICAL GENERATOR. | Diesel | Cummins | KTA19-G4 | 503.3333 |  |  | 755 | 15303 VENTURA BLVD LOWER GARAGE | SHERMAN OAKS | 91403 | CHURCH DEAN | (818) 5014486
10174 | SC | JAMISON 5455 WILSHIRE, LLC | 405410 | 2002 | F54495 | INTERNAL COMBUSTION ENGINE, CUMMINS, MODEL QST30-G3, DIESEL FUEL, TWELVE CYLINDERS, TURBOCHARGED AND AFTERCOOLED, RATED AT 1340 BHP, DRIVING AN EMERGENCY STAND-BY GENERATOR. | Diesel | Cummins | QST30-G3 | 893.3333 |  |  | 1340 | 5455 WILSHIRE BLVD STE 1807 | LOS ANGELES | 90036 | HEDDEN LINDA | (323) 9310882
10175 | SC | KAISER FOUNDATION HOSPITAL (ANAHEIM) | 407149 | 2002 | F55606 | INTERNAL COMBUSTION ENGINE NO. 1, CATERPILLAR, MODEL 3516B DITA, DIESEL FUEL, 16 CYLINDERS, TURBOCHARGED AND AFTERCOOLED, RATED AT 2847 BHP, DRIVING AN EMERGENCY ELECTRICAL STAND-BY GENERATOR. | Diesel | Caterpillar | 3516B DITA | 1898 |  |  | 2847 | 441 N LAKEVIEW AVE | ANAHEIM | 92807 | BAKER DENNIS | (714) 5725710
10176 | SC | KAISER FOUNDATION HOSPITAL (ANAHEIM) | 407150 | 2002 | F55605 | INTERNAL COMBUSTION ENGINE NO. 2, CATERPILLAR, MODEL 3516B DITA, DIESEL FUEL, 16 CYLINDERS, TURBOCHARGED AND AFTERCOOLED, RATED AT 2847 BHP, DRIVING AN EMERGENCY ELECTRICAL STAND-BY GENERATOR. | Diesel | Caterpillar | 3516B DITA | 1898 |  |  | 2847 | 441 N LAKEVIEW AVE | ANAHEIM | 92807 | BAKER DENNIS | (714) 5725710
10177 | SC | KINDRED HOSPITAL - LA MIRADA CAMPUS | 410217 | 2002 | F57984 | INTERNAL COMBUSTION ENGINE, CATERPILLAR, DIESEL-FUELED, EMERGENCY ELECTRICAL GENERATION, MODEL NO. 3412 DIT, SERIAL NO. 81204687, TURBOCHARGED, 12 CYLINDERS, FOUR CYCLE, 679 BHP. | Diesel | Caterpillar | 3412 DIT | 452.6667 |  |  | 679 | 14900 E IMPERIAL HWY | LA MIRADA | 90638 | NICHOLSON EARL | (562) 9447900
10178 | SC | KTLA INC | 410327 | 2002 | F57865 | INTERNAL COMBUSTION ENGINE, CATERPILLAR, 6 CYLINDERS, TURBOCHARGED, AFTERCOOLED, MODEL NO. 3406 DITA (400 KW), SERIAL NO. 4PM00298, 587 BHP, DIESEL-FUELED, DRIVING AN EMERGENCY ELECTRICAL GENERATOR. | Diesel | Caterpillar | 3406 DITA | 400 | 400 |  |  | 5800 W SUNSET BLVD | LOS ANGELES | 90028 | NEUMAN CHRIS | (323) 4603918
10179 | SC | L A COUNTY DEPT PUBLIC WORK-SEWER MAINT | 403741 | 2002 | F55903 | INTERNAL COMBUSTION ENGINE, DETROIT DIESEL, MODEL NO. 8083-7405 (8V-92TA), SERIAL NO. 8V-F171331, DIESEL FUELED, DRIVING AN EMERGENCY ELECTRICAL GENERATOR, 8 CYLINDERS, TURBOCHARGED AND AFTERCOOLED, 568 BHP. | Diesel | Detroit Diesel | 8083-7405 | 378.6667 |  |  | 568 | 28550 COMMERCE CENTER DR | VAL VERDE | 91765 | CORTEZ NORMAN | (626) 3003388
10180 | SC | LA CITY, CENTRAL PUB LIBRARY | 408023 | 2002 | F56166 | INTERNAL COMBUSTION ENGINE, CATERPILLAR, DIESEL-FUELED, EMERGENCY ELECTRICAL GENERATION, MODEL NO. 3512 DITA, SERIAL NO. 24Z03650, TURBOCHARGED, AFTERCOOLED, 12 CYLINDERS, FOUR CYCLE, 1592 BHP. | Diesel | Caterpillar | 3512 DITA | 1061.3333 |  |  | 1592 | 630 W 5TH ST | LOS ANGELES | 90071 | MOORE LEE | (213) 4737745
10181 | SC | LA CITY, DEPT GENERAL SERVICES | 407035 | 2002 | F55753 | INTERNAL COMBUSTION ENGINE, EQUIPMENT NO. 99059, DETROIT DIESEL, MODEL 8123-7405, SERIAL NO. 12VF009425, TURBOCHARGED, DIESEL FUELED, RATED AT 830 BHP, DRIVING AN EMERGENCY ELECTRICAL GENERATOR. | Diesel | Detroit Diesel | 8123-7405 | 553.3333 |  |  | 830 | 3911 S FIGUEROA | LOS ANGELES | 90037 | MOORE LEE | (213) 4737745
10182 | SC | LA CITY, DEPT GENERAL SERVICES | 407036 | 2002 | F55754 | INTERNAL COMBUSTION ENGINE, EQUIPMENT NO. 99059, DETROIT DIESEL, MODEL 8123-7405, SERIAL NO. 12VF009395, TURBOCHARGED, DIESEL FUELED, RATED AT 830 BHP, DRIVING AN EMERGENCY ELECTRICAL GENERATOR. | Diesel | Detroit Diesel | 8123-7405 | 553.3333 |  |  | 830 | 3911 S FIGUEROA | LOS ANGELES | 90037 | MOORE LEE | (213) 4737745
10183 | SC | LA CITY, DEPT GENERAL SERVICES | 407037 | 2002 | F55798 | INTERNAL COMBUSTION ENGINE, EQUIPMENT NO. 99059, DETROIT DIESEL, MODEL 8123-7405, SERIAL NO. 12VF009379, TURBOCHARGED, DIESEL FUELED, RATED AT 830 BHP, DRIVING AN EMERGENCY ELECTRICAL GENERATOR. | Diesel | Detroit Diesel | 8123-7405 | 553.3333 |  |  | 830 | 3911 S FIGUEROA | LOS ANGELES | 90037 | MOORE LEE | (213) 4737745
10184 | SC | LA CITY, DEPT OF GEN SERVICES | 349359 | 1998 | F26168 | INTERNAL COMBUSTION ENGINE, DETROIT DIESEL, MODEL NO. 8083-7416 (8V-92TA), DIESEL FUELED, TURBOCHARGED AND AFTERCOOLED, RATED AT 643 BHP, DRIVING AN ELECTRICAL GENERATOR. | Diesel | Detroit Diesel | 8083-7416 | 428.6667 |  |  | 643 | 1663 BUTLER AVE | WEST LOS ANGELES | 90025 | KUROKI SHARI | (213) 4737748
10185 | SC | LA CITY, DEPT OF GEN SERVICES | 403520 | 2002 | F55182 | INTERNAL COMBUSTION ENGINE, DETROIT DIESEL, MODEL NO. 7123-7406, SERIAL NO. 12VA086804, DIESEL FUELED, EMERGENCY ELECTRICAL GENERATOR DRIVER, TURBOCHARGED, 760 BHP. | Diesel | Detroit Diesel | 7123-7406 | 506.6667 |  |  | 760 | 200 N MAIN ST RM 800 | LOS ANGELES | 90012 | CAIN HAROLD | (213) 8474818
10186 | SC | LA CITY, DEPT OF GEN SERVICES | 403526 | 2002 | F55183 | INTERNAL COMBUSTION ENGINE, DETROIT DIESEL, MODEL NO. 7123-7406, SERIAL NO. 12VA086823, DIESEL FUELED, EMERGENCY ELECTRICAL GENERATOR DRIVER, TURBOCHARGED, 760 BHP. | Diesel | Detroit Diesel | 7123-7406 | 506.6667 |  |  | 760 | 200 N MAIN ST RM 800 | LOS ANGELES | 90012 | CAIN HAROLD | (213) 8474818
10187 | SC | LA CITY, DEPT OF GEN SERVICES | 407728 | 2002 | F56160 | INTERNAL COMBUSTION ENGINE, CUMMINS, MODEL NO. KTA19-G4, SERIAL NO. 37173488, DIESEL FUEL, 6 CYLINDERS, FOUR CYCLE, TURBOCHARGED AND AFTERCOOLED, RATED AT 755 BHP DRIVING AN EMERGENCY ELECTRICAL GENERATOR. | Diesel | Cummins | KTA19-G4 | 503.3333 |  |  | 755 | 3800 MT LEE DR | LOS ANGELES | 90068 | UNKNOWN UNKNOWN | (213) 4852915
10188 | SC | LA CITY, DEPT OF GEN SERVICES | 408286 | 2002 | F56490 | INTERNAL COMBUSTION ENGINE, CATERPILLAR, MODEL N O. 3512 DITA, SERIAL NO. 24Z04526, DIESEL-FUELED, TURBOCHARGED AND AFTERCOOLED, 12-CYLINDER, 1482 BHP, DRIVING AN EMERGENCY ELECTRICAL GENERATOR. | Diesel | Caterpillar | 3512 DITA | 988 |  |  | 1482 | 200 N SPRING ST | LOS ANGELES | 90012 | MOORE LEE | (213) 4737745
10189 | SC | LA CO, PROBATION | 406632 | 2002 | F55206 | INTERNAL COMBUSTION ENGINE, DETROIT DIESEL, 12 CYLINDERS, TURBOCHARGED, AFTERCOOLED, MODEL NO. R123-7K36 (836 KW), 1120 BHP, DIESEL-FUELED, DRIVING AN EMERGENCY ELECTRICAL GENERATOR. | Diesel | Detroit Diesel | R123-7K36 | 835 | 835 |  |  | 6631 N STEPHENS RANCH RD | LA VERNE | 91750 | BILECZ STEVE | (661) 9404218
10190 | SC | LA CO., MECH DEPT/CAMP GONZALES | 406634 | 2002 | F55100 | INTERNAL COMBUSTION ENGINE, VOLVO, MODEL TAD1241GE, TURBOCHARGED, AFTERCOOLED, DIESEL FUELED, DRIVING AN EMERGENCY ELECTRICAL GENERATOR, 527 BHP. | Diesel | Volvo | TAD1241GE | 351.3333 |  |  | 527 | 1301 N LAS VIRGENES CANYON RD | CALABASAS | 90012 | BILECZ STEVE | (661) 9404218
10191 | SC | LA CO., PROBATION/CAMP SCUDDER | 406633 | 2002 | F55099 | INTERNAL COMBUSTION ENGINE, VOLVO, MODEL TAD1631GE, TURBOCHARGED, AFTERCOOLED, DIESEL FUELED, DRIVING AN EMERGENCY ELECTRICAL GENERATOR, 759 BHP. | Diesel | Volvo | TAD1631GE | 506 |  |  | 759 | 28750 N BOUQUET CANYON RD | SAUGUS | 90063 | BILECZ STEVE | (661) 9402180
10192 | SC | LAGUNA BEACH CITY | 383318 | 2001 | F55365 | INTERNAL COMBUSTION ENGINE, DETROIT DIESEL, EMERGENCY ELECTRICAL GENERATION, MODEL NO. 16V-71T-7163-7305, SERIAL NO. 16V016036, DIESEL FUELED, SIXTEEN CYLINDERS, TURBOCHARGED, 755 BHP. | Diesel | Detroit Diesel | 7163-7305 | 503.3333 |  |  | 755 | 1509 GLENNEYRE | LAGUNA BEACH | 92651 | THOMPSON LLOY | (949) 4970765
10193 | SC | LONG BEACH CITY, FIRE TRAINING | 408248 | 2002 | F57983 | INTERNAL COMBUSTION ENGINE, CUMMINS, DIESEL-FUELED, EMERGENCY ELECTRICAL GENERATION, MODEL NO. NTA14-G2-535, SERIAL NO. 11963522, TURBOCHARGED, AFTERCOOLED, 6 CYLINDERS, FOUR CYCLE, 535 BHP. | Diesel | Cummins | NTA14-G2 | 356.6667 |  |  | 535 | 2243-224 ARGONNE AVE | LONG BEACH | 90815 | DUGGAN TIM | (562) 5705406
10194 | SC | LOS ANGELES INTERNATIONAL CHURCH | 349948 | 1999 | F19463 | INTERNAL COMBUSTION ENGINE, CUMMINS, 6 CYLINDERS, TURBOCHARGED, AFTERCOOLED, MODEL NO. KTA19-G4, 755 BHP, DIESEL FUELED, DRIVING AN EMERGENCY ELECTRICAL GENERATOR. | Diesel | Cummins | KTA19-G4 | 503.3333 |  |  | 755 | 2301 BELLEVUE AVE | LOS ANGELES | 90026 | WILLIAMS BILLY | (213) 2737098
10195 | SC | MCI WORLDCOM | 400407 | 2002 | F54954 | INTERNAL COMBUSTION ENGINE, CATERPILLAR, MODEL 3512 DITA, TURBOCHARGED, AFTERCOOLED, DIESEL FUELED, RATED AT 1482 BHP, DRIVING AN EMERGENCY ELECTRICAL GENERATOR. | Diesel | Caterpillar | 3512 DITA | 988 |  |  | 1482 | 800 S HOPE STE 300 | LOS ANGELES | 90017 | HUNZIKER-KLAES NANCY | (972) 7296322
10196 | SC | MERCURY CASUALTY COMPANY | 409179 | 2002 | F56714 | INTERNAL COMBUSTION ENGINE, CATERPILLAR, 12 CYLINDERS, TURBOCHARGED, AFTERCOOLED, MODEL NO. 3512B DITA (1500 KW), 2155 BHP, DIESEL-FUELED, DRIVING AN EMERGENCY ELECTRICAL GENERATOR. | Diesel | Caterpillar | 3512B DITA | 1500 | 1500 |  |  | 11000 EUCALYPTUS | RANCHO CUCAMONGA | 91730 | PETZAK JERRY | (714) 2555345
10197 | SC | NORTHROP GRUMMAN PLAZA C/O RICHARD ELLIS | 410104 | 2002 | F57659 | INTERNAL COMBUSTION ENGINE, CUMMINS, MODEL NO. VTA1710GS1, SERIAL NO. 37104379, DIESEL FUELED, TWELVE CYLINDERS, TURBOCHARGED AND AFTERCOOLED, RATED AT 760 BHP, DRIVING AN EMERGENCY ELECTRICAL GENERATOR. | Diesel | Cummins | VTA1710-GS1 | 506.6667 |  |  | 760 | 1840 CENTURY PARK EAST | LOS ANGELES | 90067 | FIRTH HAL | (310) 5566850
10198 | SC | ORANGE, COUNTY OF - SANITATION DISTRICT | 408166 | 2002 | F55982 | INTERNAL COMBUSTION ENGINE, CATERPILLAR, 12 CYLINDERS, TURBOCHARGED, AFTERCOOLED, MODEL NO. 3512B DITA (1500 KW), 2155 BHP, DIESEL-FUELED, DRIVING AN EMERGENCY ELECTRICAL GENERATOR. | Diesel | Caterpillar | 3512B DITA | 1500 | 1500 |  |  | 10844 ELLIS AVE | FOUNTAIN VALLEY | 92708 | AHN TERRY | (714) 5937082
10199 | SC | ORANGE, COUNTY OF - SANITATION DISTRICT | 408168 | 2002 | F55984 | INTERNAL COMBUSTION ENGINE, CUMMINS, 16 CYLINDERS, TURBOCHARGED, AFTERCOOLED, MODEL NO. KTA50-G9 (1500 KW), 2220 BHP, DIESEL-FUELED, DRIVING AN EMERGENCY ELECTRICAL GENERATOR. | Diesel | Cummins | KTA50-G9 | 1500 | 1500 |  |  | 10844 ELLIS AVE | FOUNTAIN VALLEY | 92708 | AHN TERRY | (714) 5937082
10200 | SC | ORANGE, COUNTY OF - SANITATION DISTRICT | 408169 | 2002 | F55985 | INTERNAL COMBUSTION ENGINE, DETROIT DIESEL, 12 CYLINDERS, TURBOCHARGED, AFTERCOOLED, MODEL NO. T123-7K36 (12V-4000), 2200 BHP, DIESEL-FUELED, DRIVING AN EMERGENCY ELECTRICAL GENERATOR. | Diesel | Detroit Diesel | T123-7K36 | 1466.6667 |  |  | 2200 | 10844 ELLIS AVE | FOUNTAIN VALLEY | 92708 | AHN TERRY | (714) 5937082
10210 | SC | PACIFIC BELL | 408455 | 2002 | F56451 | INTERNAL COMBUSTION ENGINE, CATERPILLAR, 8 CYLINDERS, TURBOCHARGED, AFTERCOOLED, MODEL NO. 3508B DITA (1000 KW), 1480 BHP, DIESEL-FUELED, DRIVING AN EMERGENCY ELECTRICAL GENERATOR. | Diesel | Caterpillar | 3508B DITA | 1000 | 1000 |  |  | 1935 W ADAMS BLVD | LOS ANGELES | 90018 | MILES GLEN | (213) 9736782
10211 | SC | PACIFIC BELL ENVIRONMENTAL MANAGEMENT | 403417 | 2002 | F55171 | INTERNAL COMBUSTION ENGINE, PORTABLE, CATERPILLAR, MODEL 3512, SERIAL NO. 3YF00588, DIESEL-FUELED, TURBOCHARGED AND AFTERCOOLED, 2211 BHP, DRIVING AN ELECTRICAL GENERATOR. | Diesel | Caterpillar | 3512 | 1474 |  |  | 2211 | VARIOUS LOCATIONS | SAN RAMON | 94583 | MARASIGAN KAREN | (925) 8238851
10212 | SC | PACIFIC BELL ENVIRONMENTAL MANAGEMENT | 403419 | 2002 | F55172 | INTERNAL COMBUSTION ENGINE, PORTABLE, CATERPILLAR, MODEL NO. 3508, SERIAL NO. 23Z04608, DIESEL-FUELED, TURBOCHARGED AND AFTERCOOLED, 1,129 BHP, DRIVING AN ELECTRICAL GENERATOR. | Diesel | Caterpillar | 3508 | 752.6667 |  |  | 1129 | VARIOUS LOCATIONS | SAN RAMON | 94583 | MARASIGAN KAREN | (925) 8238851
10213 | SC | PACIFIC BELL ENVIRONMENTAL MANAGEMENT | 403420 | 2002 | F55173 | INTERNAL COMBUSTION ENGINE, PORTABLE, CATERPILLAR, MODEL NO. 3508, SERIAL NO. 23Z04613, DIESEL-FUELED, TURBOCHARGED AND AFTERCOOLED, 1,129 BHP, DRIVING AN ELECTRICAL GENERATOR. | Diesel | Caterpillar | 3508 | 752.6667 |  |  | 1129 | VARIOUS LOCATIONS | SAN RAMON | 94583 | MARASIGAN KAREN | (925) 8238851
10214 | SC | PLAYBOY ENTERTAINMENT | 407066 | 2002 | F55664 | INTERNAL COMBUSTION ENGINE, CATERPILLAR, 12 CYLINDERS, TURBOCHARGED, AFTERCOOLED, MODEL NO. 3412 DISTA (800 KW), SERIAL NO. 9EP02201, 1185 BHP, DIESEL-FUELED, DRIVING AN EMERGENCY ELECTRICAL GENERATOR. | Diesel | Caterpillar | 3412 DISTA | 800 | 800 |  |  | 3030 ANDRITA ST | LOS ANGELES | 90065 | JENEST JEFF | (310) 2464000
10215 | SC | PSI NET INC | 364969 | 2000 | F38209 | INTERNAL COMBUSTION ENGINE NO. 1, CUMMINS, MODEL NO. QSK60-G6, 16 CYLINDERS, TURBOCHARGED AND AFTERCOOLED, DIESEL FUELED, DRIVING AN EMERGENCY ELECTRICAL GENERATOR. 2922 BHP. | Diesel | Cummins | QSK60-G6 | 1994.6667 |  |  | 2992 | 4505 GLENCOE AVE | MARINA DEL REY | 90292 | LOOMIS DAVID | (311) 5775960
10216 | SC | REDONDO BEACH CITY | 403756 | 2002 | F55475 | INTERNAL COMBUSTION ENGINE, MITSUBISHI, MODEL S6R-PTA, TURBOCHARGED, AFTERCOOLED, DIESEL FUELED, RATED AT 851 BHP, DRIVING AN EMERGENCY GENERATOR. | Diesel | Mitsubishi | S6R-PTA | 567.3333 |  |  | 851 | 415 DIAMOND ST | REDONDO BEACH | 90277 | RUBOTTOM GARY | (3 ) 3721171
10217 | SC | SANTA MARGARITA WATER DIST | 411359 | 2003 | F58414 | INTERNAL COMBUSTION ENGINE, CATERPILLAR, 12 CYLINDERS, TURBOCHARGED, AFTERCOOLED, MODEL NO. 3512 DITA (1250 KW), 1801 BHP, DIESEL-FUELED, DRIVING AN EMERGENCY ELECTRICAL GENERATOR. | Diesel | Caterpillar | 3512 DITA | 1250 | 1250 |  |  | 28793 ORTEGA HWY | SAN JUAN CAPISTRANO | 92675 | MEYER RON | (949) 4596594
10218 | SC | SANTA MARGARITA WATER DIST | 411360 | 2003 | F58415 | INTERNAL COMBUSTION ENGINE, CATERPILLAR, 8 CYLINDERS, TURBOCHARGED, AFTERCOOLED, MODEL NO. 3508B DITA (1000 KW), 1480 BHP, DIESEL-FUELED, DRIVING AN EMERGENCY ELECTRICAL GENERATOR. | Diesel | Caterpillar | 3508B DITA | 1000 | 1000 |  |  | 28793 ORTEGA HWY | SAN JUAN CAPISTRANO | 92675 | MEYER RON | (949) 4596594
10219 | SC | SONY PICTURES ENTERTAINMENT | 405432 | 2002 | F54640 | INTERNAL COMBUSTION ENGINE, DETROIT DIESEL, MODEL NO. 16V-92TA, DIESEL FUEL, 16 CYLINDERS, TURBOCHARGED AND AFTERCOOLED, RATED AT 1095 BHP DRIVING AN EMERGENCY ELECTRICAL GENERATOR. | Diesel | Detroit Diesel | 16V-92TA | 730 |  |  | 1095 | 3400 RIVERSIDE DR RM 228 | BURBANK | 91505 | CORCORAN JON | (310) 2444510
10220 | SC | SOUTH COAST AIR QUALITY MANAGEMENT DIST | 407100 | 2002 | F55332 | INTERNAL COMBUSTION ENGINE, CATERPILLAR, MODEL NO. G3412 SITA, SERIAL NO. CTP00246, NATURAL GAS FUELED WITH PROPANE BACKUP, FOUR CYCLES, TWELVE CYLINDERS, RICH BURN, TURBOCHARGED AND AFTERCOOLED, RATED AT 622 BHP, WITH A JOHNSON MATTHEY, MODEL NO. QXC30-8, NON-SELECTIVE CATALYTIC REDUCTION CONVERTER, AND AN ALTRONIC EPC-100 AIR/FUEL RATIO CONTROLLER, DRIVING AN EMERGENCY ELECTRICAL GENERATOR. | Natural Gas / Propane | Caterpillar | G3412 SITA | 414.6667 |  |  | 622 | 21865 COPLEY DR | DIAMOND BAR | 91765 | VARGAS MARIANO | (909) 3962045
10221 | SC | SPECIALTY LABORATORIES, INC | 407030 | 2002 | F55213 | INTERNAL COMBUSTION ENGINE, CATERPILLAR, 12 CYLINDERS, TURBOCHARGED, AFTERCOOLED, MODEL NO. 3512B DITA (1250 KW), 1807 BHP, DIESEL-FUELED, DRIVING AN EMERGENCY ELECTRICAL GENERATOR. | Diesel | Caterpillar | 3512B DITA | 1250 | 1250 |  |  | 27027 TOURNEY RD | SANTA CLARITA | 91355 | HORAN RICH | (310) 8286543
10222 | SC | SPECIALTY LABORATORIES, INC | 407031 | 2002 | F55283 | INTERNAL COMBUSTION ENGINE, CATERPILLAR, 12 CYLINDERS, TURBOCHARGED, AFTERCOOLED, MODEL NO. 3512B DITA (1250 KW), 1807 BHP, DIESEL-FUELED, DRIVING AN EMERGENCY ELECTRICAL GENERATOR. | Diesel | Caterpillar | 3512B DITA | 1250 | 1250 |  |  | 27027 TOURNEY RD | SANTA CLARITA | 91355 | HORAN RICH | (310) 8286543
10223 | SC | SPRINT COMMUNICATIONS | 403465 | 2002 | F55601 | INTERNAL COMBUSTION ENGINE, CUMMINS, MODEL NO. QST30-G1, SERIAL NO. C020342176, DIESEL FUELED, TURBOCHARGED AND AFTERCOOLED, 12-CYLINDER, 1135 BHP, DRIVING AN EMERGENCY ELECTRICAL GENERATOR. | Diesel | Cummins | QST30-G1 | 756.6667 |  |  | 1135 | 747 N BARRANCA AVE | COVINA | 91723 | GALINDO NORA | (702) 2447212
10224 | SC | SUPERINTENDENT OF SCHOOLS, RIVERSIDE | 379504 | 2000 | F38666 | INTERNAL COMBUSTION ENGINE, CATERPILLAR, DIESEL-FUELED, EMERGENCY ELECTRICAL GENERATION, MODEL 3512 DITA, SERIAL NO. 24209464, TURBOCHARGED, AFTERCOOLED, TWELVE CYLINDERS, 1801 BHP. | Diesel | Caterpillar | 3512 DITA | 1200.6667 |  |  | 1801 | 3939 13TH ST | RIVERSIDE | 92501 | HARTUNG AUGIE | (909) 8266582
10225 | SC | SWIFTCOMM, INC. | 400968 | 2002 | F51885 | INTERNAL COMBUSTION ENGINE, CATERPILLAR, 16 CYLINDER, TURBOCHARGED, AFTERCOOLED, MODEL 3516B DITA (2000 KW), SERIAL NO. 4FNO2657, 2847 BHP, DIESEL FUELED, DRIVING AN EMERGENCY ELECTRICAL GENERATOR. | Diesel | Caterpillar | 3516B DITA | 2000 | 2000 |  |  | 1960 CHICAGO AVE BUILDING E | RIVERSIDE | 92507 | BORKHARDT ROBERT | (909) 7843500
10226 | SC | SWIFTCOMM, INC. | 400978 | 2002 | F51887 | INTERNAL COMBUSTION ENGINE, CATERPILLAR, 16 CYLINDER, TURBOCHARGED, AFTERCOOLED, MODEL 3516B DITA (2000 KW), SERIAL NO. 4FNO2656, 2847 BHP, DIESEL FUELED, DRIVING AN EMERGENCY ELECTRICAL GENERATOR. | Diesel | Caterpillar | 3516B DITA | 2000 | 2000 |  |  | 1960 CHICAGO AVE BUILDING E | RIVERSIDE | 92507 | BORKHARDT ROBERT | (909) 7843500
10227 | SC | SWIFTCOMM, INC. | 400984 | 2002 | F51888 | INTERNAL COMBUSTION ENGINE, CATERPILLAR, 16 CYLINDER, TURBOCHARGED, AFTERCOOLED, MODEL 3516B DITA (2000 KW), SERIAL NO. 4FNO2655, 2847 BHP, DIESEL FUELED, DRIVING AN EMERGENCY ELECTRICAL GENERATOR. | Diesel | Caterpillar | 3516B DITA | 2000 | 2000 |  |  | 1960 CHICAGO AVE BUILDING E | RIVERSIDE | 92507 | BORKHARDT ROBERT | (909) 7843500
10228 | SC | SWIFTCOMM, INC. | 407027 | 2002 | F55215 | INTERNAL COMBUSTION ENGINE, CUMMINS, 16 CYLINDERS, TURBOCHARGED, AFTERCOOLED, MODEL NO. QSK60-G6 (2180 KW), SERIAL NO. AD10194801, 2922 BHP, DIESEL-FUELED, DRIVING AN EMERGENCY ELECTRICAL GENERATOR. | Diesel | Cummins | QSK60-G6 | 1948 |  |  | 2922 | 1960 CHICAGO AVE BUILDING E | RIVERSIDE | 92507 | BORKHARDT ROBERT | (909) 7843500
10229 | SC | SWIFTCOMM, INC. | 407028 | 2002 | F55214 | INTERNAL COMBUSTION ENGINE, CUMMINS, 16 CYLINDERS, TURBOCHARGED, AFTERCOOLED, MODEL NO. QSK60-G6 (2180 KW), 2922 BHP, DIESEL-FUELED, DRIVING AN EMERGENCY ELECTRICAL GENERATOR. | Diesel | Cummins | QSK60-G6 | 1948 |  |  | 2922 | 1960 CHICAGO AVE BUILDING E | RIVERSIDE | 92507 | BORKHARDT ROBERT | (909) 7843500
10230 | SC | TELEGLOBE USA INC | 407087 | 2002 | F55955 | INTERNAL COMBUSTION ENGINE, CATERPILLAR, 16 CYLINDERS, TURBOCHARGED, AFTERCOOLED, MODEL 3516B-DITA (2000 KW), SERIAL NO. 6HN00895, 2847 BHP, DIESEL-FUELED, DRIVING AN EMERGENCY ELECTRICAL GENERATOR. | Diesel | Caterpillar | 3516B DITA | 2000 | 2000 |  |  | 900 N ALAMEDA | LOS ANGELES | 90012 | LYNNE JULIE | (858) 5358117
10231 | SC | THE ORANGE COUNTY REGISTER | 403545 | 2002 | F56639 | INTERNAL COMBUSTION ENGINE, CUMMINS, DIESEL-FUELED, EMERGENCY ELECTRICAL GENERATION, MODEL KTA19-G2, SERIAL NO. 02534, TURBOCHARGED, AFTERCOOLED, 6 CYLINDERS, 600 BHP. | Diesel | Cummins | KTA19-G2 | 400 |  |  | 600 | 625 N GRAND AVE | SANTA ANA | 92701 | DANIELS PHIL | (714) 7962263
10232 | SC | UNITED PARCEL SERVICE | 244222 | 1991 | D63799 | INTERNAL COMBUSTION ENGINE, CATERPILLAR, DIESEL FUELED, EMERGENCY ELECTRICAL GENERATION, MODEL NO.3512TA, TURBOCHARGED, AFTERCOOLED, 12 CYLINDERS, 4-CYCLE, 1802 BHP. | Diesel | Caterpillar | 3512 TA | 1201.3333 |  |  | 1802 | 3140 E JURUPA ST | ONTARIO | 91761 | NICKELSON DAN | (909) 9747116
10233 | SC | UNITED PARCEL SERVICE | 244223 | 1991 | D63801 | INTERNAL COMBUSTION ENGINE, CATERPILLAR, DIESEL FUELED, EMERGENCY ELECTRICAL GENERATION, MODEL NO.3512TA, TURBOCHARGED, AFTERCOOLED, 12 CYLINDERS, 4-CYCLE, 1802 BHP. | Diesel | Caterpillar | 3512 TA | 1201.3333 |  |  | 1802 | 3140 E JURUPA ST | ONTARIO | 91761 | NICKELSON DAN | (909) 9747116
10234 | SC | UNITED PARCEL SERVICE | 244224 | 1991 | D63800 | INTERNAL COMBUSTION ENGINE, CATERPILLAR, DIESEL FUELED, EMERGENCY ELECTRICAL GENERATION, MODEL NO.3512TA, TURBOCHARGED, AFTERCOOLED, 12 CYLINDERS, 4-CYCLE, 1802 BHP. | Diesel | Caterpillar | 3512 TA | 1201.3333 |  |  | 1802 | 3140 E JURUPA ST | ONTARIO | 91761 | NICKELSON DAN | (909) 9747116
10235 | SC | UNIVERSITY OF CALIFORNIA, LOS ANGELES | 408140 | 2002 | F56117 | INTERNAL COMBUSTION ENGINE, CATERPILLAR, 16 CYLINDERS, TURBOCHARGED, AFTERCOOLED, MODEL 3516B DITA (2000 KW), SERIAL NO. 1HZ02174, 2847 BHP, DIESEL-FUELED, DRIVING AN EMERGENCY ELECTRICAL GENERATOR. | Diesel | Caterpillar | 3516B DITA | 2000 | 2000 |  |  | 405 HILGARD AVE | LOS ANGELES | 90024 | OTT DAVID | (310) 7945369
10236 | SC | UNIVERSITY OF CALIFORNIA, LOS ANGELES | 408141 | 2002 | F56116 | INTERNAL COMBUSTION ENGINE, CATERPILLAR, 16 CYLINDERS, TURBOCHARGED, AFTERCOOLED, MODEL 3516B DITA (2000 KW), SERIAL NO. 1HZ02175, 2847 BHP, DIESEL-FUELED, DRIVING AN EMERGENCY ELECTRICAL GENERATOR. | Diesel | Caterpillar | 3516B DITA | 2000 | 2000 |  |  | 405 HILGARD AVE | LOS ANGELES | 90024 | OTT DAVID | (310) 7945369
10237 | SC | UNIVERSITY OF CALIFORNIA, LOS ANGELES | 408142 | 2002 | F56115 | INTERNAL COMBUSTION ENGINE, CATERPILLAR, 16 CYLINDERS, TURBOCHARGED, AFTERCOOLED, MODEL 3516B DITA (2000 KW), SERIAL NO. 1HZ02176, 2847 BHP, DIESEL-FUELED, DRIVING AN EMERGENCY ELECTRICAL GENERATOR. | Diesel | Caterpillar | 3516B DITA | 2000 | 2000 |  |  | 405 HILGARD AVE | LOS ANGELES | 90024 | OTT DAVID | (310) 7945369
10238 | SC | UNIVERSITY OF CALIFORNIA, LOS ANGELES | 408143 | 2002 | F56114 | INTERNAL COMBUSTION ENGINE, CATERPILLAR, 16 CYLINDERS, TURBOCHARGED, AFTERCOOLED, MODEL 3516B DITA (2000 KW), SERIAL NO. 1HZ02177, 2847 BHP, DIESEL-FUELED, DRIVING AN EMERGENCY ELECTRICAL GENERATOR. | Diesel | Caterpillar | 3516B DITA | 2000 | 2000 |  |  | 405 HILGARD AVE | LOS ANGELES | 90024 | OTT DAVID | (310) 7945369
10239 | SC | URBAN RETAIL PROPERTIES | 408404 | 2002 | F56181 | INTERNAL COMBUSTION ENGINE, CATERPILLAR, 12 CYLINDERS, TURBOCHARGED, AFTERCOOLED, MODEL NO. 3512 DITA (1250 KW), SERIAL NO. 00000ECMJ00347, 1801 BHP, DIESEL-FUELED, DRIVING AN EMERGENCY ELECTRICAL GENERATOR. | Diesel | Caterpillar | 3512 DITA | 1250 | 1250 |  |  | 10250 CONSTELLATION BLVD | LOS ANGELES | 90067 | PADRUTT DAVID | (310) 2290800
10240 | SC | URBAN RETAIL PROPERTIES | 408405 | 2002 | F56182 | INTERNAL COMBUSTION ENGINE, CATERPILLAR, 12 CYLINDERS, TURBOCHARGED, AFTERCOOLED, MODEL NO. 3412 DITTA (600 KW), 896 BHP, DIESEL-FUELED, DRIVING AN EMERGENCY ELECTRICAL GENERATOR. | Diesel | Caterpillar | 3412 DITTA | 600 | 600 |  |  | 10250 CONSTELLATION BLVD | LOS ANGELES | 90067 | PADRUTT DAVID | (310) 2290800
10241 | SC | US FOOD AND DRUG ADMINISTRATION | 407987 | 2002 | F56218 | INTERNAL COMBUSTION ENGINE, DETROIT DIESEL, 8 CYLINDERS, TURBOCHARGED, AFTERCOOLED, MODEL NO. R083-7K36 (571 KW), SERIAL NO. 5312001704, 765 BHP, DIESEL-FUELED, DRIVING AN EMERGENCY ELECTRICAL GENERATOR. | Diesel | Detroit Diesel | R083-7K36 | 571 | 571 |  |  | 19701 FAIRCHILD AVE | IRVINE | 92612 | LITTLE CHARLES | (949) 4740847
10242 | SC | VANCE CORP. | 403531 | 2002 | F55062 | INTERNAL COMBUSTION ENGINE, PORTABLE, CATERPILLAR, MODEL NO. 3412-E246, DIESEL FUELED, ELECTRICAL GENERATOR DRIVER, SERIAL NO. 38S18611, 12 CYLINDERS, TURBOCHARGED AND AFTERCOOLED, 850 BHP. | Diesel | Caterpillar | 3412-E246 | 566.6667 |  |  | 850 | VARIOUS LOCATIONS IN SCAQMD | RIALTO | 92377 | MCNEW PHILLIP | (909) 3554333
10243 | SC | VERIZON CALIFORNIA INC | 410129 | 2002 | F57671 | INTERNAL COMBUSTION ENGINE, CUMMINS, 12 CYLINDERS, TURBOCHARGED, AFTERCOOLED, MODEL NO. QST30-G5, SERIAL NO. 3719-3603, 1490 BHP, DIESEL-FUELED, DRIVING AN EMERGENCY ELECTRICAL GENERATOR. | Diesel | Cummins | QST30-G5 | 993.3333 |  |  | 1490 | 19111 BUSHARD ST | HUNTINGTON BEACH | 92646 | GILMORE MARTIN | (562) 6270186
10244 | SC | VERIZON CALIFORNIA INC | 410130 | 2002 | F57670 | INTERNAL COMBUSTION ENGINE, CATERPILLAR, 8 CYLINDERS, TURBOCHARGED, AFTERCOOLED, MODEL NO. 3508B DITA (1000 KW), 1480 BHP, DIESEL-FUELED, DRIVING AN EMERGENCY ELECTRICAL GENERATOR. | Diesel | Caterpillar | 3508B DITA | 1000 | 1000 |  |  | 9637 E IMPERIAL HWY | DOWNEY | 90242 | GILMORE MARTIN | (562) 6270186
10245 | SC | WATER TERRACE | 408710 | 2002 | F56452 | INTERNAL COMBUSTION ENGINE, CUMMINS, 12 CYLINDERS, TURBOCHARGED, AFTERCOOLED, MODEL NO. QST30-G5, 1490 BHP, DIESEL-FUELED, DRIVING AN EMERGENCY ELECTRICAL GENERATOR. | Diesel | Cummins | QST30-G5 | 993.3333 |  |  | 1490 | 13700 MARINA POINTE DR | MARINA DEL REY | 90292 | SPEZZANO GREG | (310) 8232955
10246 | SC | WORLDCOM | 405969 | 2002 | F55336 | INTERNAL COMBUSTION ENGINE, CATERPILLAR, MODEL 3508 DITA, TURBOCHARGED, AFTERCOOLED, DIESEL FUELED, RATED AT 1337 BHP, DRIVING AN EMERGENCY ELECTRICAL GENERATOR. | Diesel | Caterpillar | 3508 DITA | 891.3333 |  |  | 1337 | 555 5TH ST | LOS ANGELES | 90013 | HARRIS TODD | (972) 7295671
10247 | SC | YOUBET.COM INC | 411204 | 2003 | F58338 | INTERNAL COMBUSTION ENGINE, CUMMINS, MODEL NO. N14-G2, DIESEL FUELED, FOUR CYCLES, SIX CYLINDERS, TURBOCHARGED AND AFTERCOOLED, RATED AT 535 BHP, DRIVING AN EMERGENCY ELECTRICAL GENERATOR. | Diesel | Cummins | N14-G2 | 356.6667 |  |  | 535 | 5901 DE SOTO AVE | WOODLAND HILLS | 91367 | SANCHEZ CINDY | (818) 6682100
10248 | SC | 1900 AVENUE OF THE STARS | 401748 | 2003 | F53780 | ICE, CATERPILLAR, DIESEL FUELED, WATER PUMP DRIVER, MODEL 3508, TURBOCHARGED, AFTERCOOLED, 8 CYLINDERS, 1106 BHP. | Diesel | Caterpillar | 3508 | 737.3333 |  |  | 1106 | 1900 AVE OF THE STARS | LOS ANGELES | 90067 | FLORES GEORGE | (310) 2031870
10249 | SC | 612 IU HOLDINGS, LLC | 413634 | 2003 | F59891 | ICE, DETROIT DIESEL, MODEL NO. R083-7K36 (8V-2000), DIESEL FUELED, 8 CYLINDER, TURBOCHARGED, AFTERCOOLED, 765 BHP, DRIVING AN EMERGENCY ELECTRICAL GENERATOR | Diesel | Detroit Diesel | R083-7K36 | 510 |  |  | 765 | 612 S FLOWER ST | LOS ANGELES | 90017 | SPEERSTRA CARL | (310) 8876400
10250 | SC | ADP | 413757 | 2003 | F59940 | ICE, CATERPILLAR, 12 CYLINDERS, TURBOCHARGED, AFTERCOOLED, MODEL NO. 3412 DITTA (600 KW), SERIAL NO. 3FZ03253, 896 BHP, DIESEL FUELED, DRIVING AN EMERGENCY ELECTRICAL GENERATOR. | Diesel | Caterpillar | 3412 DITTA | 600 | 600 |  |  | 12610 PARK PLAZA DR | CERRITOS | 90703 | TOPPER-REGXV WILLIAM | (213) 9244999
10251 | SC | ALLERGAN INC UNIT N0.02 | 229382 | 2003 | D31546 | ICE, CUMMINS, DIESEL FUELED, EMERGENCY ELECTRICAL GENERATION, MODEL KTA38, TURBOCHARGED, AFTERCOOLED, 12 CYLINDERS, 1135 BHP. | Diesel | Cummmins | KTA38 | 756.6667 |  |  | 1135 | 2525 DUPONT DR | IRVINE | 92612 | ALONY ARI | (714) 7524500
10252 | SC | ALLERGAN INC UNIT N0.02 | 229383 | 2003 | D31549 | ICE, CUMMINS, DIESEL-FUELED, EMERGENCY ELECTRICAL GENERATION, MODEL KTA38, TURBOCHARGED, AFTERCOOLED, 12 CYLINDERS, 1135 BHP. | Diesel | Cummmins | KTA38 | 756.6667 |  |  | 1135 | 2525 DUPONT DR | IRVINE | 92612 | ALONY ARI | (714) 7524500
10253 | SC | AMERICAN RED CROSS | 412305 | 2003 | F61942 | ICE, DETROIT DIESEL, EMERGENCY ELECTRICAL GENERATION, MODEL NO. 8163-7305, DIESEL FUELED, EIGHT CYLINDERS, TURBOCHARGED, 960 BHP. | Diesel | Detroit Diesel | 8163-7305 | 640 |  |  | 960 | 1130 S VERMONT | LOS ANGELES | 90006 | RHOA BRAD | (213) 7395440
10254 | SC | AMERICAN TOWER/MT WILSON | 411567 | 2003 | F62524 | ICE, CUMMINS, MODEL NO. NTA855-G3, TURBOCHARGED, AFTERCOOLED, DIESEL FUELED, RATED AT 535 BHP, DRIVING AN ELECTRICAL GENERATOR. | Diesel | Cummmins | NTA855-G3 | 356.6667 |  |  | 535 | VIDEO RD | LA CANADA FLINTRIDGE | 91011 | SEGUIN ROBIN | (303) 2742556
10255 | SC | AMERISOURCE BERGEN CORP. | 414841 | 2003 | F61042 | ICE, CATERPILLAR, MODEL NO. 3406 DITA, SERIAL NO. KPS00585/9DR04700, DIESEL FUELED, TURBOCHARGED AND AFTERCOOLED, 587 BHP, 6-CYLINDER, DRIVING AN EMERGENCY ELECTRICAL GENERATOR | Diesel | Caterpillar | 3406 DITA | 391.3333 |  |  | 587 | 4000 METROPOLITAN DR | ORANGE | 92868 | JONES SUSAN | (714) 3854075
10256 | SC | ANGEL HOSPITAL | 413135 | 2003 | F59588 | ICE, CUMMINS, MODEL NO. KTA50-G1, SERIAL NO. 33117414, DIESEL FUELED, FOUR CYCLES, SIXTEEN CYLINDERS, TURBOCHARGED, AFTERCOOLED, RATED AT 1490 BHP, DRIVING AN EMERGENCY ELECTRICAL GENERATOR. | Diesel | Cummmins | KTA50-G1 | 993.3333 |  |  | 1490 | 10841 WHITE OAK AVE | RANCHO CUCAMONGA | 91730 | MAYA JORGE | (909) 4665488
10257 | SC | ARBINET-THE EXCHANGE | 403838 | 2003 | F54631 | ICE, CATERPILLAR, 6 CYLINDERS, TURBOCHARGED, AFTERCOOLED, MODEL NO. 3406 DITA (400 KW), 587 BHP, DIESEL-FUELED, DRIVING AN EMERGENCY ELECTRICAL GENERATOR. | Diesel | Caterpillar | 3406 DITA | 400 | 400 |  |  | 611 W 6TH ST | LOS ANGELES | 90017 | DALCOUR CLARENCE | (213) 2390418
10258 | SC | ARDEN REALTY LIMITED PARTNERSHIP | 410856 | 2003 | F61138 | ICE, CATERPILLAR, EMERGENCY ELECTRICAL GENERATION, MODEL NO. 3406B, SERIAL NO. 2WB1304950, DIESEL FUELED, TURBOCHARGED, AFTERCOOLED, 536 BHP. | Diesel | Caterpillar | 3406B | 357.3333 |  |  | 536 | 299 N EUCLID | PASADENA | 91101 | KEEL GABRIELLE | (818) 2464751
10259 | SC | ARDEN REALTY LTD PARTNS/GATEWAY TOWERS | 412220 | 2003 | F58900 | ICE, CUMMINS, DIESEL-FUELED, EMERGENCY ELECTRICAL GENERATION, MODEL NO. KTA1150-G1/31129717, TURBOCHARGED, AFTERCOOLED, 6 CYLINDERS, 600 BHP. | Diesel | Cummmins | KTA1150-G1 | 400 |  |  | 600 | 970-990 W 190TH ST | TORRANCE | 90502 | HUSEBYE GREG | (310) 9662600
10260 | SC | AT&T | 412711 | 2003 | F59372 | ICE, CATERPILLAR, MODEL NO. 3512 DITA, SERIAL NO. 24Z00766, DIESEL FUELED, FOUR CYCLES, TWELVE CYLINDERS, TURBOCHARGED, AFTERCOOLED, RATED AT 1482 BHP, DRIVING AN EMERGENCY ELECTRICAL GENERATOR. | Diesel | Caterpillar | 3512 DITA | 988 |  |  | 1482 | 355 S GRAND AVE | LOS ANGELES | 90071 | WALDEN BARBARA | (925) 2241488
10261 | SC | B BRAUN MEDICAL, INC | 345032 | 2003 | F22118 | ICE, EMERGENCY POWER, DIESEL FUEL, CUMMINS, MODEL NO. KTTA19-G2, 750 BHP, WITH AFTERCOOLER, TURBOCHARGER. | Diesel | Cummins | KTTA19-G2 | 500 |  |  | 750 | 2525 MCGAW AVE | IRVINE | 92614 | SENKOVICH VLADO | (949) 6602082
10262 | SC | BAXTER HEALTHCARE CORP., HYLAND DIV | 413877 | 2003 | F60920 | ICE, CATERPILLAR, 16 CYLINDERS, TURBOCHARGED, AFTERCOOLED, MODEL NO. 3516B DITA, 2847 BHP, DIESEL-FUELED, DRIVING AN EMERGENCY ELECTRICAL GENERATOR. | Diesel | Caterpillar | 3516B DITA | 1898 |  |  | 2847 | 4501 COLORADO BLVD | LOS ANGELES | 90039 | RUSSO JOSEPH | (818) 5078344
10263 | SC | BAXTER HEALTHCARE CORP., HYLAND DIV | 398370 | 2003 |  | ICE, CUMMINS, NATURALLY ASPIRATED, V-12, MODEL NO. VT-1710PG635, 636 BHP, DIESEL FUELED, DRIVING A 415 KW STANDBY GENERATOR. | Diesel | Cummins | VT1710-PG635 | 415 | 415 |  |  | 4501 COLORADO BLVD | LOS ANGELES | 90039 | RUSSO JOSEPH | (818) 5078344
10264 | SC | BAY TECHNOLOGY CENTER | 379765 | 2003 | F37216 | ICE, CUMMINS, DIESEL-FUELED, EMERGENCY ELECTRICAL GENERATION, MODEL NO. VTA28-G2, SERIAL NO. G940550481, TURBOCHARGED, AFTERCOOLED, SIX CYLINDERS, 900 BHP. | Diesel | Cummmins | VTA28-G2 | 600 |  |  | 900 | 16802 ASTON ST | IRVINE | 92606 | BOYER TOM | (714) 3384363
10265 | SC | BEAR MOUNTAIN, INC | 399179 | 2003 |  | ICE, CUMMINS, MODEL NO. VTA28-P800, 800 HP, DIESEL FUELED, SERIAL NO. 25178650, 12 CYLINDERS, TURBOCHARGED, AFTERCOOLED, DRIVING AN EMERGENCY ELECTRICAL GENERATOR. | Diesel | Cummins | VTA28-P800 | 533.3333 |  | 800 |  | 43101 GOLDMINE DR | BIG BEAR LAKE | 92315 | TREGASKIS BRANT | (909) 5850201
10266 | SC | BOEING SATELLITE SYSTEMS, INC | 409903 | 2003 | F57566 | ICE, EMERGENCY POWER, SATELLITE MISSION CONTROL CENTER, CUMMINS, PROPANE, MODEL NO. GTA28, 738 BHP, TURBOCHARGED, AFTERCOOLED. | Diesel | Cummins | GTA28 | 492 |  |  | 738 | 2006 E EL SEGUNDO | EL SEGUNDO | 90245 | SEITZ DAVID | (310) 4162241
10267 | SC | BURBANK CITY, PUB SERV DEPT | 402827 | 2003 | F58071 | ICE, EMERGENCY POWER, DIESEL FUEL, CATERPILLAR, MODEL NO. 3412 DITA, AFTERCOOLED, TURBOCHARGED, 896 BHP, 600 KW. | Diesel | Caterpillar | 3412 DITA | 600 | 600 |  |  | 164 W MAGNOLIA BLVD | BURBANK | 91502 | CAMPBELL BRUCE | (818) 2383650
10268 | SC | BURBANK-GLENDALE-PAS. AIRPORT AUTHORITY | 416750 | 2003 | F61731 | ICE, CATERPILLAR, 8 CYLINDERS, TURBOCHARGED, AFTERCOOLED, MODEL NO. 3508B DITA (1000 KW), SERIAL NO. 1FZ01543, 1480 BHP, DIESEL-FUELED, DRIVING AN EMERGENCY ELECTRICAL GENERATOR. | Diesel | Caterpillar | 3508B DITA | 1000 | 1000 |  |  | 2627 HOLLYWOOD WY&7901 SAN FER | BURBANK | 91505 | FERGER DAN | (818) 8409456
10269 | SC | BUTLER AMUSEMENTS, INC. | 411668 | 2003 | F58751 | ICE, PORTABLE, CATERPILLAR, MODEL NO. 3406B, SERIAL NO. 3WB13894, DIESEL FUELED, TURBOCHARGED, AFTERCOOLED, 523 BHP, DRIVING AN EMERGENCY ELECTRICAL GENERATOR. | Diesel | Caterpillar | 3406B | 348.6667 |  |  | 523 | VARIOUS LOCATIONS IN SCAQMD | DIAMOND BAR | 91765 | BUTLER EARL | (000) 2874800
10270 | SC | BUTLER AMUSEMENTS, INC. | 411663 | 2003 | F58934 | ICE, PORTABLE, CATERPILLAR, MODEL NO. 3412 DITTA, SERIAL NO. 81Z17230, DIESEL FUELED, TURBOCHARGED, AFTERCOOLED, 890 BHP, DRIVING AN EMERGENCY ELECTRICAL GENERATOR. | Diesel | Caterpillar | 3412 DITTA | 593.3333 |  |  | 890 | VARIOUS LOCATIONS IN SCAQMD | DIAMOND BAR | 91765 | BUTLER EARL | (000) 2874800
10271 | SC | CA - ONTARIO CORPORATE CENTER | 415481 | 2003 | F60940 | ICE, CUMMINS, MODEL NO. 400 KTA19-G2, SERIAL NO. 39355, DIESEL FUELED, 6-CYLINDER, TURBOCHARGED AND AFTERCOOLED, 600 BHP, DRIVING AN EMERGENCY ELECTRICAL GENERATOR. | Diesel | Cummmins | KTA19-G2 | 400 |  |  | 600 | 430 N VINEYARD AVE | ONTARIO | 91764 | MANUEL HERNANDEZ VALERIE STANFORD/ | (909) 3905100
10272 | SC | CALIFORNIA HOSPITAL MEDICAL CENTER-L.A. | 411968 | 2003 | F60958 | ICE, MITSUBISHI, EMERGENCY ELECTRICAL GENERATION, MODEL NO. SIGN-PTA, DIESEL FUELED, TURBOCHARGED, AFTERCOOLED, 1770 BHP. | Diesel | Mitsubishi | SIGN-PTA | 1180 |  |  | 1770 | 1401 S HOPE ST | LOS ANGELES | 90015 | TUANO JOE | (213) 7425966
10273 | SC | CALIFORNIA HOSPITAL MEDICAL CENTER-L.A. | 412699 | 2003 | F60959 | ICE, CATERPILLAR, EMERGENCY ELECTRICAL GENERATION, MODEL NO. 3512, SERIAL NO. 24Z01171, DIESEL FUELED, TURBOCHARGED, AFTERCOOLED, TWELVE CYLINDERS, 1543 BHP. | Diesel | Caterpillar | 3512 | 1028.6667 |  |  | 1543 | 1401 S HOPE ST | LOS ANGELES | 90015 | TUANO JOE | (213) 7425966
10274 | SC | CALIFORNIA HOSPITAL MEDICAL CENTER-L.A. | 412700 | 2003 | F60961 | ICE, CATERPILLAR, EMERGENCY ELECTRICAL GENERATION, MODEL NO. 3512, SERIAL NO. 24Z01172, DIESEL FUELED, TURBOCHARGED, AFTERCOOLED, TWELVE CYLINDERS, 1543 BHP. | Diesel | Caterpillar | 3512 | 1028.6667 |  |  | 1543 | 1401 S HOPE ST | LOS ANGELES | 90015 | TUANO JOE | (213) 7425966
10275 | SC | CALIFORNIA WATER SERVICE COMPANY | 415432 | 2003 | F60906 | ICE, MITSUBISHI, MODEL NO. 245DTA, DIESEL FUELED, EMERGENCY ELECTRICAL GENERATOR, 12 CYLINDERS, TURBOCHARGED AND AFTERCOOLED, 809 BHP. | Diesel | Mitsubishi | 245DTA | 539.3333 |  |  | 809 | 405 MAPLE AVE | TORRANCE | 90503 | MASON RICHARD | (310) 2571430
10276 | SC | CEDARS-SINAI MEDICAL CTR | 410733 | 2003 | F62172 | ICE, DETROIT DIESEL, EMERGENCY ELECTRICAL GENERATION, MODEL NO. T163-7K36 (16V-4000), SERIAL NO. 5272001580, DIESEL FUELED, SIXTEEN CYLINDERS, TURBOCHARGED, AFTERCOOLED, 2935 BHP. | Diesel | Detroit Diesel | T163-7K36 | 1956.6667 |  |  | 2935 | 8700 BEVERLY BLVD. | LOS ANGELES | 90048 | WILLIAMS JEFFERY M | (310) 8554336
10277 | SC | CEDARS-SINAI MEDICAL CTR | 410735 | 2003 | F62173 | ICE, DETROIT DIESEL, EMERGENCY ELECTRICAL GENERATION, MODEL NO. T163-7K36 (16V-4000), SERIAL NO. 5272001581, DIESEL FUELED, SIXTEEN CYLINDERS, TURBOCHARGED, AFTERCOOLED, 2935 BHP. | Diesel | Detroit Diesel | T163-7K36 | 1956.6667 |  |  | 2935 | 8700 BEVERLY BLVD. | LOS ANGELES | 90048 | WILLIAMS JEFFERY M | (310) 8554336
10278 | SC | CEDARS-SINAI MEDICAL CTR | 410736 | 2003 | F62174 | ICE, DETROIT DIESEL, EMERGENCY ELECTRICAL GENERATION, MODEL NO. T163-7K36 (16V-4000), SERIAL NO. 5272001582, DIESEL FUELED, SIXTEEN CYLINDERS, TURBOCHARGED, AFTERCOOLED, 2935 BHP. | Diesel | Detroit Diesel | T163-7K36 | 1956.6667 |  |  | 2935 | 8700 BEVERLY BLVD. | LOS ANGELES | 90048 | WILLIAMS JEFFERY M | (310) 8554336
10279 | SC | CEDARS-SINAI MEDICAL CTR | 410737 | 2003 | F62176 | ICE, DETROIT DIESEL, EMERGENCY ELECTRICAL GENERATION, MODEL NO. T163-7K36 (16V-4000), SERIAL NO. 5272001601, DIESEL FUELED, SIXTEEN CYLINDERS, TURBOCHARGED, AFTERCOOLED, 2935 BHP. | Diesel | Detroit Diesel | T163-7K36 | 1956.6667 |  |  | 2935 | 8700 BEVERLY BLVD. | LOS ANGELES | 90048 | WILLIAMS JEFFERY M | (310) 8554336
10280 | SC | CITY NATIONAL BANK | 417290 | 2003 | F62346 | ICE, CATERPILLAR, MODEL D348, SERIAL NO. 36J1860, DIESEL FUELED, NATURALLY ASPIRATED, RATED AT 805 BHP, DRIVING AN EMERGENCY ELECTRICAL GENERATOR. | Diesel | Caterpillar | D348 | 536.6667 |  |  | 805 | 1801 W OLYMPIC BLVD | LOS ANGELES | 90006 | COLLIER TED | (213) 4275418
10281 | SC | CITY OF GLENDALE/POLICE DEPT | 413142 | 2003 | F60697 | ICE, NO. 1, DETROIT DIESEL, EMERGENCY ELECTRICAL GENERATION, MODEL NO. R163-7K36 (16V-2000), DIESEL FUELED, SIXTEEN CYLINDERS, TURBOCHARGED AND AFTERCOOLED, 1495 BHP. | Diesel | Detroit Diesel | R163-7K36 | 996.6667 |  |  | 1495 | 131 N ISABEL ST | GLENDALE | 91206 | SWINFORD JAMES | (818) 5484866
10282 | SC | CITY OF GLENDALE/POLICE DEPT | 413143 | 2003 | F60698 | ICE, NO. 2, DETROIT DIESEL, EMERGENCY ELECTRICAL GENERATION, MODEL NO. R163-7K36 (16V-2000), DIESEL FUELED, SIXTEEN CYLINDERS, TURBOCHARGED AND AFTERCOOLED, 1495 BHP. | Diesel | Detroit Diesel | R163-7K36 | 996.6667 |  |  | 1495 | 131 N ISABEL ST | GLENDALE | 91206 | SWINFORD JAMES | (818) 5484866
10283 | SC | COMMUNITY MEDICAL GROUP OF RIVERSIDE INC | 411413 | 2003 | F58510 | ICE, DETROIT DIESEL, 12 CYLINDERS, TURBOCHARGED, AFTERCOOLED, MODEL NO. R123-7K35 (679 KW), 910 BHP, DIESEL FUELED, DRIVING AN EMERGENCY ELECTRICAL GENERATOR. | Diesel | Detroit Diesel | R123-7K35 | 679 | 679 |  |  | 4444 MAGNOLIA AVE | RIVERSIDE | 92501 | MEIER DAVID E . | (909) 7805834
10284 | SC | COMPUTER SCIENCES CORPORATION | 420560 | 2003 | F63786 | ICE, AB VOLVO PENTA, MODEL NO. TAD1241GE, DIESEL FUELED, NON-ROAD, SIX CYLINDERS, 507 BHP, TURBOCHARGED, AFTERCOOLED, DRIVING AN EMERGENCY ELECTRICAL GENERATOR. | Diesel | Volvo | TAD1241GE | 338 |  |  | 507 | 2923 BRADLEY ST | PASADENA | 91107 | BEASOR HARRY | (818) 3541891
10285 | SC | CORONA CITY, DEPT OF WATER & POWER | 413074 | 2003 | F59951 | ICE, CATERPILLAR, MODEL NO. 3516, 16 CYLINDERS, TURBOCHARGED, AFTERCOOLED, 2847 BHP, DIESEL-FUELED, WITH FUEL INJECTION RETARDED SIX DEGREES, DRIVING AN EMERGENCY ELECTRICAL STANDBY GENERATOR. | Diesel | Caterpillar | 3516 DITA | 1898 |  |  | 2847 | 2205 RAILROAD ST | CORONA | 92880 | DONALD A WILLIAMS JONATHAN DALY/ | (909) 7362232
10286 | SC | CORONA CITY, DEPT OF WATER & POWER | 413073 | 2003 | F59952 | ICE, CATERPILLAR, 16 CYLINDERS, TURBOCHARGED, AFTERCOOLED, MODEL NO. 3516 DITA (2000 KW), 2847 BHP, DIESEL-FUELED, DRIVING AN EMERGENCY ELECTRICAL GENERATOR. | Diesel | Caterpillar | 3516 DITA | 2000 | 2000 |  |  | 2205 RAILROAD ST | CORONA | 92880 | DONALD A WILLIAMS JONATHAN DALY/ | (909) 7362232
10287 | SC | COUNTRYWIDE HOME LOANS | 413603 | 2003 | F59706 | ICE, CUMMINS, 16 CYLINDERS, TURBOCHARGED, AFTERCOOLED, MODEL NO. KTA50-G9 (1500 KW), SERIAL NO. L010311557, 2220 BHP, DIESEL FUELED, DRIVING AN EMERGENCY ELECTRICAL GENERATOR. | Diesel | Cummmins | KTA50-G9 | 1480 |  |  | 2220 | 29701 AGOURA RD | AGOURA HILLS | 91301 | OBRIEN JOHN | (818) 2253131
10288 | SC | CRYSTAL CATHEDRAL MINISTRIES | 413591 | 2003 | F60771 | ICE, DETROIT DIESEL, DIESEL-FUELED, EMERGENCY ELECTRICAL GENERATION, MODEL NO. R083-7K36 (8V-2000), SERIAL NO. 5312001787, TURBOCHARGED, AFTERCOOLED, 8 CYLINDERS, FOUR CYCLE, 765 BHP. | Diesel | Detroit Diesel | R083-7K36 | 510 |  |  | 765 | 12143 LEWIS ST | GARDEN GROVE | 92840 | KLASSEN NICK | (714) 9714043
10289 | SC | DANARI OCEAN | 411999 | 2003 | F60321 | ICE, CATERPILLAR, EMERGENCY ELECTRICAL GENERATION, MODEL NO. 3412, SERIAL NO. 38503184, DIESEL FUELED, TWELVE CYLINDERS, TURBOCHARGED, AFTERCOOLED, 755 BHP. | Diesel | Caterpillar | 3412 | 503.3333 |  |  | 755 | 249 E OCEAN BLVD STE 325 | LONG BEACH | 90802 | MONTGOMERY SUSAN | (562) 9519668
10290 | SC | DISNEYLAND RESORT | 412302 | 2003 | F58963 | ICE, CATERPILLAR, MODEL NO. G3412STIA (450 KW), SERIAL NO. 7DM, NATURAL GAS, TURBOCHARGED, AFTERCOOLED, RATED AT 622 BHP, DRIVING AN EMERGENCY ELECTRICAL GENERATOR. | Natural Gas | Caterpillar | 3412 STIA | 414.6667 |  |  | 622 | 1313 S HARBOR BLVD | ANAHEIM | 92802 | MARSDEN THOMAS | (714) 7814504
10291 | SC | ELASTAR COMMUNITY HOSPITAL | 415351 | 2003 | F60949 | ICE, CUMMINS, DIESEL-FUELED, EMERGENCY ELECTRICAL GENERATION, MODEL VT28-G5/GC, SERIAL NO. 767951-3, TURBOCHARGED, AFTERCOOLED, 12 CYLINDERS, 635 BHP. | Diesel | Cummmins | VT28-G5 | 423.3333 |  |  | 635 | 319 N HUMPHREYS AVE | LOS ANGELES | 90022 | BARBA JOSE | (323) 2666500
10292 | SC | EPSON AMERICA, INC | 411551 | 2003 | F60809 | ICE, CUMMINS, EMERGENCY ELECTRICAL GENERATION, MODEL NO. KTA19-G4, DIESEL FUELED, TURBOCHARGED AND AFTERCOOLED, 755 BHP. | Diesel | Cummmins | KTA19-G4 | 503.3333 |  |  | 755 | 3840 KILROY AIRPORT WAY | LONG BEACH | 90806 | HOFF MICHELLE | (310) 7824009
10293 | SC | FIGUEROA PLAZA PROPERTIES | 412733 | 2003 | F59434 | ICE, CATERPILLAR, MODEL NO. 3508 DITA (1000 KW), SERIAL NO. 1ZF00503, DIESEL FUELED, EMERGENCY ELECTRICAL GENERATION, 8 CYLINDERS, TURBOCHARGED, AFTERCOOLED, 1456 BHP. | Diesel | Caterpillar | 3508 DITA | 1000 | 1000 |  |  | 201-221 N FIGUEROA ST | LOS ANGELES | 90012 | JENKINS ART | (213) 4819707
10295 | SC | FIRST INTERSTATE TOWER A JOINT VENTURE | 413390 | 2003 | F59746 | ICE, CUMMINS, DIESEL-FUELED, EMERGENCY ELECTRICAL GENERATION, MODEL NO. KTA38-G4, SERIAL NO. 33140324, TURBOCHARGED, AFTERCOOLED, 12 CYLINDERS, FOUR CYCLE, 1490 BHP. | Diesel | Cummmins | KTA38-G4 | 993.3333 |  |  | 1490 | 707 WILSHIRE BLVD SUITE 4840 | LOS ANGELES | 90017 | THOMPSON DAVE | (213) 6142300
10296 | SC | FORD MOTOR COMPANY | 401187 | 2003 | F52181 | ICE, CUMMINS, MODEL NO. QSX15-G9, SERIAL NO. 14018849, TURBOCHARGED, AFTERCOOLED, DIESEL FUELED, RATED AT 755 BHP, DRIVING AN EMERGENCY ELECTRICAL GENERATOR. | Diesel | Cummmins | QSX15-G9 | 503.3333 |  |  | 755 | 1 PREMIER PL | IRVINE | 92618 | BARDELLI RICHARD | (949) 7882201
10297 | SC | FOX CABLE NETWORK | 408744 | 2003 | F56950 | ICE, DETROIT DIESEL, MODEL NO. R163-7K36 (16V-2000, SERIAL NO. 5362001610, DIESEL FUELED, 16 CYLINDERS, TURBOCHARGED, AFTERCOOLED, RATED AT 1495 BHP, DRIVING AN EMERGENCY ELECTRICAL GENERATOR. | Diesel | Detroit Diesel | R163-7K36 | 996.6667 |  |  | 1495 | 10000 SANTA MONICA BLVD | LOS ANGELES | 90067 | HOWE JOHNNY | (310) 2204903
10298 | SC | FOX TELEVISION STATIONS INC/KCOP TELEVIS | 412788 | 2003 | F59244 | ICE, DETROIT DIESEL, MODEL NO. 8083-7405, SERIAL NO. 8VF151734, DIESEL FUELED, TWO CYCLES, EIGHT CYLINDERS, TURBOCHARGED, AFTERCOOLED, RATED AT 568 BHP, DRIVING AN EMERGENCY ELECTRICAL GENERATOR. | Diesel | Detroit Diesel | 8083-7405 | 378.6667 |  |  | 568 | 915 N LA BREA AVE | LOS ANGELES | 90038 | RUIZ SERGIO | (310) 5842161
10299 | SC | FREMONT BUILDING/CRESCENT ARMS | 412752 | 2003 | F60743 | ICE, DETROIT DIESEL, MODEL NO. 8083-7405, SERIAL NO. 8VF164337, DIESEL FUELED, TWO CYCLES, EIGHT CYLINDERS, TURBOCHARGED, AFTERCOOLED, RATED AT 568 BHP, DRIVING AN EMERGENCY ELECTRICAL GENERATOR. | Diesel | Detroit Diesel | 8083-7405 | 378.6667 |  |  | 568 | 1709 W 8TH ST | LOS ANGELES | 90017 | MEYERS RAYMOND G | (213) 3155500
10300 | SC | FULLERTON CITY, POLICE DEPT | 414174 | 2003 | F61983 | ICE, DETROIT DIESEL, MODEL NO. 6063-TK35, DIESEL FUELED, FOUR CYCLES, SIX CYLINDERS, TURBOCHARGED, AND AFTERCOOLED, RATED AT 550 BHP, DRIVING AN EMERGENCY ELECTRICAL GENERATOR. | Diesel | Detroit Diesel | 6063-TK35 | 366.6667 |  |  | 550 | 237 W COMMONWEALTH AVE | FULLERTON | 92832 | SAMBRANO TONY | (714) 7386307
10301 | SC | GENERAL SERVICES ADMINISTRATION | 411711 | 2003 | F58861 | ICE, DETROIT DIESEL, MODEL NO. 8163-7405 (16VF8008), DIESEL FUELED, TWO CYCLES, SIXTEEN CYLINDERS, TURBOCHARGED, AFTERCOOLED, RATED AT 1095 BHP, DRIVING AN EMERGENCY ELECTRICAL GENERATOR | Diesel | Detroit Diesel | 8163-7405 | 730 |  |  | 1095 | 255 E TEMPLE ST | LOS ANGELES | 90012 | GHARAVI ADDEE | (415) 7445806
10302 | SC | GENERAL SERVICES ADMINISTRATION | 411712 | 2003 | F61378 | ICE, DETROIT DIESEL, MODEL NO. 8163-7405 (16VF8009), DIESEL FUELED, TWO CYCLES, SIXTEEN CYLINDERS, TURBOCHARGED, AFTERCOOLED, RATED AT 1095 BHP, DRIVING AN EMERGENCY ELECTRICAL GENERATOR | Diesel | Detroit Diesel | 8163-7405 | 730 |  |  | 1095 | 255 E TEMPLE ST | LOS ANGELES | 90012 | GHARAVI ADDEE | (415) 7445806
10303 | SC | GRUPO SMS USA LLC | 418791 | 2003 | F62764 | ICE, NO. 2, CUMMINS, COMPRESSION-IGNITION, FOUR STROKE, TURBOCHARGED-AFTERCOOLED, V-12 TYPE, MODEL NO. VTA1710-GS2, 900 HP, DIESEL FUEL-FIRED, DRIVING A 600 KW STANDBY GENERATOR. | Diesel | Cummmins | VTA1710-GS2 | 600 | 600 |  |  | 17770 CARTWRIGHT RD STE 120 | IRVINE | 92614 | HUGHEN DON | (949) 8380400
10304 | SC | GUITAR CENTER, INC | 420042 | 2003 | F63466 | ICE, CATERPILLAR, 6 CYLINDERS, TURBOCHARGED, AFTERCOOLED, MODEL NO. 3456 DITA AA (350 KW), 536 BHP, DIESEL FUELED, DRIVING AN EMERGENCY ELECTRICAL GENERATOR. | Diesel | Caterpillar | 3456 DITA AA | 350 | 350 |  |  | 5795 LINDERO CANYON RD | WESTLAKE VILLAGE | 91362 | CHAN EDWARD | (818) 7358888
10305 | SC | HOAG MEM HOSP PRESBYTERIAN | 413982 | 2003 | F59911 | ICE, CATERPILLAR, 16 CYLINDERS, TURBOCHARGED, AFTERCOOLED, MODEL NO. 3516B DITA (1750 KW), SERIAL NO. 1HZ02246, 2499 BHP, DIESEL-FUELED, DRIVING AN EMERGENCY ELECTRICAL GENERATOR. | Diesel | Caterpillar | 3516B DITA | 1750 | 1750 |  |  | ONE HOAG DR. | NEWPORT BEACH | 92658 | KEELEY LUKE | (949) 7605899
10306 | SC | HOAG MEM HOSP PRESBYTERIAN | 417418 | 2003 | F62038 | ICE, CATERPILLAR, EMERGENCY ELECTRICAL GENERATION, MODEL NO. 3516 DITA, SERIAL NO. 3NS00215, DIESEL FUELED, SIXTEEN CYLINDERS, TURBOCHARGED AND AFTERCOOLED, 2518 BHP. | Diesel | Caterpillar | 3516 DITA | 1678.6667 |  |  | 2518 | ONE HOAG DR. | NEWPORT BEACH | 92658 | KEELEY LUKE | (949) 7605899
10307 | SC | HOAG MEM HOSP PRESBYTERIAN | 417420 | 2003 | F62039 | ICE, CATERPILLAR, EMERGENCY ELECTRICAL GENERATION, MODEL NO. 3516 DITA, SERIAL NO. 3NS00216, DIESEL FUELED, SIXTEEN CYLINDERS, TURBOCHARGED AND AFTERCOOLED, 2518 BHP. | Diesel | Caterpillar | 3516 DITA | 1678.6667 |  |  | 2518 | ONE HOAG DR. | NEWPORT BEACH | 92658 | KEELEY LUKE | (949) 7605899
10308 | SC | HOAG MEM HOSP PRESBYTERIAN | 417421 | 2003 | F62040 | ICE, CATERPILLAR, EMERGENCY ELECTRICAL GENERATION, MODEL NO. 3516 DITA, SERIAL NO. 3NS00217, DIESEL FUELED, SIXTEEN CYLINDERS, TURBOCHARGED AND AFTERCOOLED, 2518 BHP. | Diesel | Caterpillar | 3516 DITA | 1678.6667 |  |  | 2518 | ONE HOAG DR. | NEWPORT BEACH | 92658 | KEELEY LUKE | (949) 7605899
10309 | SC | HOAG MEM HOSP PRESBYTERIAN | 417423 | 2003 | F62041 | ICE, CATERPILLAR, EMERGENCY ELECTRICAL GENERATION, MODEL NO. 3516 DITA, SERIAL NO. 3NS00218, DIESEL FUELED, SIXTEEN CYLINDERS, TURBOCHARGED AND AFTERCOOLED, 2518 BHP. | Diesel | Caterpillar | 3516 DITA | 1678.6667 |  |  | 2518 | ONE HOAG DR. | NEWPORT BEACH | 92658 | KEELEY LUKE | (949) 7605899
10310 | SC | HUNTINGTON LIBRARY/ART GALLERY/BOT GARDN | 419895 | 2003 | F63379 | ICE, DETROIT DIESEL, MODEL NO. R163-7K35 (16V2000), DIESEL FUELED, FOUR CYCLES, SIXTEEN CYLINDERS, TURBOCHARGED AND AFTERCOOLED, RATED AT 1200 BHP, DRIVING AN EMERGENCY ELECTRICAL GENERATOR. | Diesel | Detroit Diesel | R163-7K35 | 800 |  |  | 1200 | 1151 OXFORD RD | SAN MARINO | 91108 | NIWA AKIO D | (626) 4052129
10311 | SC | HUNTINGTON LIBRARY/ART GALLERY/BOT GARDN | 419897 | 2003 | F63381 | ICE, CATERPILLAR, MODEL NO. 3406 DITA, SERIAL NO. 4ZR05675, DIESEL FUELED, FOUR CYCLES, SIX CYLINDERS, TURBOCHARGED AND AFTERCOOLED, RATED AT 587 BHP, DRIVING AN EMERGENCY ELECTRICAL GENERATOR. | Diesel | Caterpillar | 3406 DITA | 391.3333 |  |  | 587 | 1151 OXFORD RD | SAN MARINO | 91108 | NIWA AKIO D | (626) 4052129
10312 | SC | I D M INC | 414265 | 2003 | F60749 | ICE, CATERPILLAR, 6 CYLINDERS, TURBOCHARGED, AFTERCOOLED, MODEL NO. 3406 DITA (400 KW), 587 BHP, DIESEL-FUELED, DRIVING AN EMERGENCY ELECTRICAL GENERATOR. | Diesel | Caterpillar | 3406 DITA | 400 | 400 |  |  | 9 PARKER | IRVINE | 92618 | ESSMAN FLORENCE | (949) 4706402
10313 | SC | INGRAM MICRO | 383488 | 2003 | F38616 | ICE, CUMMINS, EMERGENCY ELECTRICAL GENERATION, MODEL NO. KTA50-G2, DIESEL FUELED, 16 CYLINDERS, TURBOCHARGED AND AFTERCOOLED, 1620 BHP. | Diesel | Cummmins | KTA50-G2 | 1080 |  |  | 1620 | 1600-1610 E ST ANDREW PL | SANTA ANA | 92705 | PARQUE DAVID | (714) 3821242
10314 | SC | INGRAM MICRO | 418095 | 2003 | F62805 | ICE, CUMMINS, 16 CYLINDERS, TURBOCHARGED, AFTERCOOLED, MODEL NO. KTA50-G9 (1500 KW), SERIAL NO. H020406456, 2220 BHP, DIESEL FUELED, DRIVING AN EMERGENCY ELECTRICAL GENERATOR. | Diesel | Cummmins | KTA50-G9 | 1500 | 1500 |  |  | 1600-1610 E ST ANDREW PL | SANTA ANA | 92705 | PARQUE DAVID | (714) 3821242
10315 | SC | JONATHAN CLUB | 412594 | 2003 | F60203 | ICE, CATERPILLAR, MODEL NO. 3406 DITA, SERIAL NO. 4RG00343, DIESEL FUELED, TURBOCHARGED AND AFTERCOOLED, 6 CYLINDER, 519 BHP, DRIVING AN EMERGENCY ELECTRICAL GENERATOR. | Diesel | Caterpillar | 3406 DITA | 346 |  |  | 519 | 545 S FIGUEROA ST | LOS ANGELES | 90071 | DONDO STEVE | (213) 3125214
10316 | SC | KAISER FOUNDATION HOSPITAL | 414599 | 2003 | F61842 | ICE, CATERPILLAR, MODEL NO. 3412 DITTA, SERIAL NO. 81Z03386, DIESEL FUELED, FOUR CYCLES, TWELVE CYLINDERS, TURBOCHARGED AND AFTERCOOLED, RATED AT 680 BHP, DRIVING AN EMERGENCY ELECTRICAL GENERATOR. | Diesel | Caterpillar | 3412 DITTA | 453.3333 |  |  | 680 | 4700-4900 SUNSET BLVD | LOS ANGELES | 90027 | SHARIFI MOHAMMAD | (323) 7838442
10317 | SC | KAISER PERMANENTE | 413430 | 2003 | F61998 | ICE, CUMMINS, EMERGENCY ELECTRICAL GENERATION, MODEL NO. KTA19-G4, DIESEL FUELED, TURBOCHARGED AND AFTERCOOLED, 755 BHP. | Diesel | Cummmins | KTA19-G4 | 503.3333 |  |  | 755 | 393 E WALNUT ST | PASADENA | 91101 | HOFF CURTIS | (626) 4055610
10318 | SC | KEYSOR-CENTURY CORP | 389052 | 2003 | F57567 | ICE, EMERGENCY ELECTRICAL GENERATION, DIESEL FUELED, CUMMINS, 16 CYLINDERS, MODEL KTA50-G9, WITH AFTERCOOLER, TURBOCHARGER, 2220 BHP. | Diesel | Cummins | KTA50-G9 | 1480 |  |  | 2220 | 26000 SPRINGBROOK AVE | SAUGUS | 91350 | BOREN PAUL | (661) 2592360
10319 | SC | KEYSOR-CENTURY CORP | 389054 | 2003 | F57568 | ICE, EMERGENCY ELECTRICAL GENERATION, DIESEL FUELED, CUMMINS, 16 CYLINDERS, MODEL KTA50-G9, WITH AFTERCOOLER, TURBOCHARGER, 2220 BHP. | Diesel | Cummins | KTA50-G9 | 1480 |  |  | 2220 | 26000 SPRINGBROOK AVE | SAUGUS | 91350 | BOREN PAUL | (661) 2592360
10320 | SC | KPERS REALTY HOLDINGS #33, INC | 413342 | 2003 | F61017 | ICE, CATERPILLAR, MODEL NO. 3412 DIT, SERIAL NO. 81Z10442, DIESEL FUELED, TURBOCHARGED, 724 BHP, DRIVING AN EMERGENCY ELECTRICAL GENERATOR | Diesel | Caterpillar | 3412 DIT | 482.6667 |  |  | 724 | 3 IMPERIAL PROMENADE STE 410 | SANTA ANA | 92707 | MYERS BARBARA | (714) 4332222
10321 | SC | KRAFT FOODS NORTH AMERICA/NABISCO DIV | 402201 | 2003 | F62397 | ICE, EMERGENCY POWER, DIESEL FUEL, CATERPILLAR, MODEL NO. 3516B, 2847 HP. | Diesel | Caterpillar | 3516B | 1898 |  | 2847 |  | 7301 ARTESIA BLVD | BUENA PARK | 90621 | TAYLOR L. D. | (714) 5622385
10322 | SC | KTLA INC, TRIBUNE BROADCASTING CO | 418190 | 2003 | F62382 | ICE, DETROIT DIESEL, MODEL NO. R123-7K35 (12V2000), SERIAL NO. 686469, DESIGN FUELED, FOUR CYCLES, TWELVE CYLINDERS, TURBOCHARGED AND AFTERCOOLED, RATED AT 910 BHP, DRIVING AN EMERGENCY ELECTRICAL GENERATOR. | Diesel | Detroit Diesel | R123-7K35 | 606.6667 |  |  | 910 | KTLA TRANSMITTER | MOUNT WILSON | 91023 | SCHNEIDER DOUG | (213) 0000000
10323 | SC | LA CITY DWP | 241261 | 2003 | D59900 | ICE, CUMMINS, DIESEL-FUELED, EMERGENCY ELECTRICAL GENERATION, MODEL KTTA50-G2, TURBOCHARGED, AFTERCOOLED, 16 CYLINDERS, 2220 BHP. | Diesel | Cummmins | KTTA50-G2 | 1480 |  |  | 2220 | 13101 SEPULVEDA BLVD | SYLMAR | 91344 | BODEN BRENT | (818) 7716003
10324 | SC | LA CITY, LADOT/HOLLYWOOD PARKING ENF | 417726 | 2003 | F62748 | ICE, DETROIT DIESEL, EMERGENCY ELECTRICAL GENERATION, MODEL NO. 9163-7306, SERIAL NO. 16E006576, DIESEL FUELED, SIXTEEN CYLINDERS, TURBOCHARGED AND INTERCOOLED, 1580 BHP. | Diesel | Detroit Diesel | 9163-7306 | 1053.3333 |  |  | 1580 | 411 N VERMONT AVE | LOS ANGELES | 90004 | MOORE LEE | (213) 4737745
10325 | SC | LA CO CIVIC CENTER | 256264 | 2003 | D72772 | ICE, DETROIT DIESEL, MODEL NO. 7163-7000, SERIAL NO. 16VA-3465, FOUR CYCLE, NATURALLY ASPIRATED, DIESEL FUELED, 570 HP, DRIVING AN EMERGENCY ELECTRICAL GENERATOR. | Diesel | Detroit Diesel | 16VA-3465 | 380 |  | 570 |  | 313 N FIGUEROA ST | LOS ANGELES | 90012 | BRADY PAT | (213) 2666041
10326 | SC | LA CO. SANITATION DIST | 417345 | 2003 | F62164 | ICE, CATERPILLAR, 16 CYLINDERS, TURBOCHARGED, AFTERCOOLED, MODEL NO. 3516B DITA (2000 KW), 2847 BHP, DIESEL FUELED, DRIVING AN EMERGENCY ELECTRICAL GENERATOR. | Diesel | Caterpillar | 3516B | 2000 | 2000 |  |  | 24501 S FIGUEROA ST | CARSON | 90745 | FANG TOM | (562) 6997411
10327 | SC | LITTLE COMPANY OF MARY HOSPITAL | 412803 | 2003 | F59363 | ICE, DETROIT DIESEL, EMERGENCY ELECTRICAL GENERATION, MODEL NO. 9123-7416 (12V-149TIB), SERIAL NO. 1608876, DIESEL FUELED, TWELVE CYLINDERS, TURBOCHARGED, AFTERCOOLED, 1750 BHP. | Diesel | Detroit Diesel | 9123-7416 | 1166.6667 |  |  | 1750 | 4101 TORRANCE BLVD | TORRANCE | 90503 | STUBBLEFIELD DOYLE | (310) 5436967
10328 | SC | LITTLE COMPANY OF MARY HOSPITAL | 412800 | 2003 | F59360 | ICE, DETROIT DIESEL, EMERGENCY ELECTRICAL GENERATION, MODEL NO. 8163-7405, SERIAL NO. 16VF8721, DIESEL FUELED, SIXTEEN CYLINDERS, TURBOCHARGED, AFTERCOOLED, 1095 BHP. | Diesel | Detroit Diesel | 8163-7405 | 730 |  |  | 1095 | 4101 TORRANCE BLVD | TORRANCE | 90503 | STUBBLEFIELD DOYLE | (310) 5436967
10329 | SC | LITTLE COMPANY OF MARY HOSPITAL | 412799 | 2003 | F59361 | ICE, DETROIT DIESEL, EMERGENCY ELECTRICAL GENERATION, MODEL NO. 8163-7405, SERIAL NO. 16VF8722, DIESEL FUELED, SIXTEEN CYLINDERS, TURBOCHARGED, AFTERCOOLED, 1095 BHP. | Diesel | Detroit Diesel | 8163-7405 | 730 |  |  | 1095 | 4101 TORRANCE BLVD | TORRANCE | 90503 | STUBBLEFIELD DOYLE | (310) 5436967
10330 | SC | LITTLE COMPANY OF MARY HOSPITAL | 412802 | 2003 | F59362 | ICE, DETROIT DIESEL, EMERGENCY ELECTRICAL GENERATION, MODEL NO. 8163-7405, SERIAL NO. 16VF8720, DIESEL FUELED, SIXTEEN CYLINDERS, TURBOCHARGED, AFTERCOOLED, 1095 BHP. | Diesel | Detroit Diesel | 8163-7405 | 730 |  |  | 1095 | 4101 TORRANCE BLVD | TORRANCE | 90503 | STUBBLEFIELD DOYLE | (310) 5436967
10331 | SC | LITTON GUIDANCE & CONTROL SYS | 412622 | 2003 | F59498 | DIESEL ENGINE NO. 2, EMERGENCY ELECTRICAL GENERATION, CUMMINS, TURBOCHARGED, AFTERCOOLED, MODEL KTA-3067 GS, SIXTEEN CYLINDERS, 1490 BHP. | Diesel | Cummmins | KTA3067-GS | 993.3333 |  |  | 1490 | 5500 CANOGA AVE | WOODLAND HILLS | 91367 | WALL JAMES | (818) 7152687
10332 | SC | LITTON GUIDANCE & CONTROL SYS | 412624 | 2003 | F59500 | DIESEL ENGINE NO. 1, EMERGENCY ELECTRICAL GENERATION, CUMMINS, TURBOCHARGED, AFTERCOOLED, MODEL KTA-3067 GS, SIXTEEN CYLINDERS, 1490 BHP. | Diesel | Cummmins | KTA3067-GS | 993.3333 |  |  | 1490 | 5500 CANOGA AVE | WOODLAND HILLS | 91367 | WALL JAMES | (818) 7152687
10333 | SC | MAGUIRE PARTNERS-385 COLORADO LLC | 418008 | 2003 | F62727 | ICE, CATERPILLAR, 16 CYLINDERS, TURBOCHARGED, AFTERCOOLED, MODEL NO. 3516B DITA (2000 KW), 2847 BHP, DIESEL FUELED, DRIVING AN EMERGENCY ELECTRICAL GENERATOR. | Diesel | Caterpillar | 3516B DITA | 2000 | 2000 |  |  | 385 E COLORADO BLVD | PASADENA | 91101 | GOODWIN ROBERT | (213) 6263300
10334 | SC | MANUFACTURERS LIFE INSURANCE COMPANY | 413462 | 2003 | F59749 | ICE, CUMMINS, MODEL NO. KTA19-G2, SERIAL NO. 37134275, DIESEL FUELED, SIX CYLINDERS, TURBOCHARGED AND AFTERCOOLED, RATED AT 600 BHP, DRIVING AN EMERGENCY ELECTRICAL GENERATOR. | Diesel | Cummmins | KTA19-G2 | 400 |  |  | 600 | 865 S FIGUEROA ST | LOS ANGELES | 90017 | O'KEEFE MARIBETH | (213) 6890813
10335 | SC | MCI TELECOMMUNICATIONS INC | 415105 | 2003 | F62301 | ICE, CATERPILLAR, MODEL NO. 3412, SERIAL NO. 81Z03637, TURBOCHARGED, AFTERCOOLED, DIESEL FUELED, RATED 749 BHP, DRIVING AN EMERGENCY ELECTRICAL GENERATOR. | Diesel | Caterpillar | 3412 | 499.3333 |  |  | 749 | 15303 VENTURA BLVD | SHERMAN OAKS | 91403 | HARRIS TODD | (972) 7295671
10336 | SC | MCI TELECOMMUNICATIONS INC | 415104 | 2003 | F62324 | ICE, CATERPILLAR, MODEL NO. 3412, SERIAL NO. 81213951, TURBOCHARGED, AFTERCOOLED, DIESEL FUELED, RATED AT 890 BHP, DRIVING AN EMERGENCY ELECTRICAL GENERATOR. | Diesel | Caterpillar | 3412 | 593.3333 |  |  | 890 | 15303 VENTURA BLVD | SHERMAN OAKS | 91403 | HARRIS TODD | (972) 7295671
10337 | SC | MERIDIAN MANAGEMENT CORP. | 418812 | 2003 | F63519 | ICE, CATERPILLAR, MODEL NO. 3412 DTA, SERIAL NO. 81207457, DIESEL FUEL, 12 CYLINDERS, TURBOCHARGED, AFTERCOOLED, RATED AT 755 BHP, DRIVING AN EMERGENCY STANDBY GENERATOR. | Diesel | Caterpillar | 3412 DTA | 503.3333 |  |  | 755 | 501 W OCEAN BLVD SUITE B009 | LONG BEACH | 90802 | DAVIS MICHAEL | (562) 9839139
10338 | SC | NASA JET PROPULSION LAB | 408003 | 2003 | F57752 | ICE, EMERGENCY POWER, DETROIT DIESEL, MODEL NO. 6063-TK35, DIESEL FUELED, TURBOCHARGED, AFTERCOOLED, 550 BHP. | Diesel | Detroit Diesel | 6063-TK35 | 366.6667 |  |  | 550 | 4800 OAK GROVE DR | PASADENA | 91108 | PHAM JAMES | (818) 3549579
10339 | SC | NEWPORT BEACH CITY, UTILITIES DEPARTMENT | 417363 | 2003 | F63941 | ICE, DETROIT DIESEL, MODEL 12V2000, SERIAL NO. 06R0667977, DIESEL FUELED, 12 CYLINDERS, TURBOCHARGED, INTERCOOLED, RATED AT 910 BHP, DRIVING AN EMERGENCY ELECTRICAL STANDBY GENERATOR. | Diesel | Detroit Diesel | 12V2000 | 606.6667 |  |  | 910 | 39 MORRO BAY DR P.S. # 3 | NEWPORT BEACH | 92652 | MURDOCH GEORGE | (949) 7183422
10340 | SC | NEWPORT FAB, LLC | 398553 | 2003 | F58354 | ICE, CATERPILLAR, MODEL NO. 3516B, TURBOCHARGED, AFTERCOOLED, 16 CYLINDERS, 2625 HP, DIESEL FUELED, DRIVING AN EMERGENCY ELECTRICAL GENERATOR. | Diesel | Caterpillar | 3516B | 1750 |  | 2625 |  | 4321 JAMBOREE RD | NEWPORT BEACH | 92660 | MOSCHET ERIC | (949) 4358257
10341 | SC | NEWPORT FAB, LLC | 398562 | 2003 | F58356 | ICE, CATERPILLAR, MODEL NO. 3516B, TURBOCHARGED, AFTERCOOLED, 16 CYLINDERS, 2625 HP, DIESEL FUELED, DRIVING AN EMERGENCY ELECTRICAL GENERATOR. | Diesel | Caterpillar | 3516B | 1750 |  | 2625 |  | 4321 JAMBOREE RD | NEWPORT BEACH | 92660 | MOSCHET ERIC | (949) 4358257
10342 | SC | NEXTEL COMMUNICATIONS | 411549 | 2003 | F60770 | ICE, DETROIT DIESEL, EMERGENCY ELECTRICAL GENERATION, MODEL NO. 8123-7405 (12V-92TA), DIESEL FUELED, TWELVE CYLINDERS, TURBOCHARGED, AFTERCOOLED, 830 BHP. | Diesel | Detroit Diesel | 8123-7405 | 553.3333 |  |  | 830 | 17275 DERIAN AVE | IRVINE | 92614 | BROOKSBANK CHRIS | (949) 8622317
10343 | SC | NORTHROP GRUMMAN CORP | 413453 | 2003 | F61957 | ICE, EMERGENCY POWER, DIESEL FUEL, CUMMINS, MODEL NO. KTA38-G3, TURBOCHARGED, AFTERCOOLED, 1340 BHP. | Diesel | Cummmins | KTA38-G3 | 893.3333 |  |  | 1340 | 1 NORTHROP AVE/12250 CRENSHAW | HAWTHORNE | 90250 | CARDARELLI KAREN | (310) 3311473
10344 | SC | NORTHROP GRUMMAN CORP, AIRCRAFT DIV | 403034 | 2003 | F63760 | INTERNAL COMBUSTION ENGINE, EMERGENCY POWER, DIESEL FUEL, CATERPILLAR, MODEL NO. 3508, TURBOCHARGED, AFTERCOOLED, 1340 BHP. | Diesel | Caterpillar | 3508 | 893.3333 |  |  | 1340 | 500-800 N DOUGLAS ST | EL SEGUNDO | 90245 | YAMADA M.M. | (310) 3317544
10345 | SC | NORTHROP GRUMMAN CORP, NORTHROP AIRCRAF | 289924 | 2003 | D82531 | PORTABLE ICE, DETROIT DIESEL ALLISON, DIESEL FUELED, EMERGENCY ELECTRICAL GENERATION, MODEL NO. 16V-71T, TWO CYCLE, TURBOCHARGED AND AFTERCOOLED, 830 BHP. | Diesel | Detroit Diesel | 16V-71T | 553.3333 |  |  | 830 | VARIOUS LOCATIONS IN SCAQMD | EL SEGUNDO | 90245 | YAMADA M. M. | (310) 3317544
10346 | SC | ORANGE COUNTY FIRE AUTHORITY-RFOTC | 413422 | 2003 | F59511 | ICE, DETROIT DIESEL, 16 CYLINDER, TURBOCHARGED, AFTERCOOLED, MODEL NO. R163-7K36 (1115 KW), SERIAL NO. D753707, 1495 BHP, DIESEL FUELED, DRIVING AN EMERGENCY ELECTRICAL GENERATOR | Diesel | Detroit Diesel | R163-7K36 | 1115 | 1115 |  |  | 1 FIRE AUTHORITY RD | IRVINE | 92602 | PETERS KAREN | (714) 7440466
10347 | SC | ORANGE, COUNTY OF - SANITATION DISTRICT | 416603 | 2003 | F61629 | ICE, CUMMINS, 16 CYLINDERS, TURBOCHARGED, AFTERCOOLED, MODEL NO. QSK60-G6 (2180 KW), SERIAL NO. J77-CUMMINS-1, 2922 BHP, DIESEL FUELED, DRIVING AN EMERGENCY ELECTRICAL GENERATOR. | Diesel | Cummmins | QSK60-G6 | 2180 | 2180 |  |  | 22212 BROOKHURST ST | HUNTINGTON BEACH | 92646 | AHN TERRY | (714) 5937082
10348 | SC | ORANGE, COUNTY OF - SANITATION DISTRICT | 416604 | 2003 | F61630 | ICE, CUMMINS, 16 CYLINDERS, TURBOCHARGED, AFTERCOOLED, MODEL NO. QSK60-G6 (2180 KW), SERIAL NO. J77-CUMMINS-2, 2922 BHP, DIESEL FUELED, DRIVING AN EMERGENCY ELECTRICAL GENERATOR. | Diesel | Cummmins | QSK60-G6 | 2180 | 2180 |  |  | 22212 BROOKHURST ST | HUNTINGTON BEACH | 92646 | AHN TERRY | (714) 5937082
10349 | SC | ORANGE, COUNTY OF - SANITATION DISTRICT | 416605 | 2003 | F61631 | ICE, CUMMINS, 16 CYLINDERS, TURBOCHARGED, AFTERCOOLED, MODEL NO. QSK60-G6 (2180 KW), SERIAL NO. J77-CUMMINS-3, 2922 BHP, DIESEL FUELED, DRIVING AN EMERGENCY ELECTRICAL GENERATOR. | Diesel | Cummmins | QSK60-G6 | 2180 | 2180 |  |  | 22212 BROOKHURST ST | HUNTINGTON BEACH | 92646 | AHN TERRY | (714) 5937082
10350 | SC | ORANGE, COUNTY OF - SANITATION DISTRICT | 416606 | 2003 | F61632 | ICE, DETROIT DIESEL, 16 CYLINDERS, TURBOCHARGED, AFTERCOOLED, MODEL T163-7K36 (2190 KW), SERIAL NO. J77-DETROIT-1, 2935 BHP, DIESEL-FUELED, DRIVING AN EMERGENCY ELECTRICAL GENERATOR. | Diesel | Detroit Diesel | T163-7K36 | 2190 | 2190 |  |  | 22212 BROOKHURST ST | HUNTINGTON BEACH | 92646 | AHN TERRY | (714) 5937082
10351 | SC | ORANGE, COUNTY OF - SANITATION DISTRICT | 416607 | 2003 | F61633 | ICE, DETROIT DIESEL, 16 CYLINDERS, TURBOCHARGED, AFTERCOOLED, MODEL T163-7K36 (2190 KW), SERIAL NO. J77-DETROIT-2, 2935 BHP, DIESEL-FUELED, DRIVING AN EMERGENCY ELECTRICAL GENERATOR. | Diesel | Detroit Diesel | T163-7K36 | 2190 | 2190 |  |  | 22212 BROOKHURST ST | HUNTINGTON BEACH | 92646 | AHN TERRY | (714) 5937082
10352 | SC | ORANGE, COUNTY OF - SANITATION DISTRICT | 416608 | 2003 | F61634 | ICE, DETROIT DIESEL, 16 CYLINDERS, TURBOCHARGED, AFTERCOOLED, MODEL T163-7K36 (2190 KW), SERIAL NO. J77-DETROIT-3, 2935 BHP, DIESEL-FUELED, DRIVING AN EMERGENCY ELECTRICAL GENERATOR. | Diesel | Detroit Diesel | T163-7K36 | 2190 | 2190 |  |  | 22212 BROOKHURST ST | HUNTINGTON BEACH | 92646 | AHN TERRY | (714) 5937082
10353 | SC | ORANGE, COUNTY OF - SANITATION DISTRICT | 416609 | 2003 | F61635 | ICE, CATERPILLAR, 16 CYLINDERS, TURBOCHARGED, AFTERCOOLED, MODEL NO. 3516B DITA (2000 KW), SERIAL NO. J77CATERPILLAR1, 2847 BHP, DIESEL FUELED, DRIVING AN EMERGENCY ELECTRICAL GENERATOR. | Diesel | Caterpillar | 3516B DITA | 2000 | 2000 |  |  | 22212 BROOKHURST ST | HUNTINGTON BEACH | 92646 | AHN TERRY | (714) 5937082
10354 | SC | ORANGE, COUNTY OF - SANITATION DISTRICT | 416610 | 2003 | F61636 | ICE, CATERPILLAR, 16 CYLINDERS, TURBOCHARGED, AFTERCOOLED, MODEL NO. 3516B DITA (2000 KW), SERIAL NO. J77CATERPILLAR2, 2847 BHP, DIESEL FUELED, DRIVING AN EMERGENCY ELECTRICAL GENERATOR. | Diesel | Caterpillar | 3516B DITA | 2000 | 2000 |  |  | 22212 BROOKHURST ST | HUNTINGTON BEACH | 92646 | AHN TERRY | (714) 5937082
10355 | SC | ORANGE, COUNTY OF - SANITATION DISTRICT | 416611 | 2003 | F61637 | ICE, CATERPILLAR, 16 CYLINDERS, TURBOCHARGED, AFTERCOOLED, MODEL NO. 3516B DITA (2000 KW), SERIAL NO. J77CATERPILLAR3, 2847 BHP, DIESEL FUELED, DRIVING AN EMERGENCY ELECTRICAL GENERATOR. | Diesel | Caterpillar | 3516B DITA | 2000 | 2000 |  |  | 22212 BROOKHURST ST | HUNTINGTON BEACH | 92646 | AHN TERRY | (714) 5937082
10356 | SC | ORANGE, COUNTY OF - SHERIFF DEPT, FAC OP | 415459 | 2003 | F61168 | ICE, CUMMINS, 12 CYLINDERS, TURBOCHARGED, AFTERCOOLED, MODEL NO. QST30-G1, SERIAL NO. J020431667, 1135 BHP, DIESEL FUELED, DRIVING AN EMERGENCY ELECTRICAL GENERATOR. | Diesel | Cummmins | QST30-G1 | 756.6667 |  |  | 1135 | 1071 W SANTA ANA BLVD | SANTA ANA | 92701 | FREER LUCILLE | (714) 9356879
10357 | SC | PACIFIC BELL | 324902 | 2003 | F7508 | ICE, CATERPILLAR, MODEL NO. 3412 DITA, DIESEL FUELED, EMERGENCY ELECTRICAL GENERATION, 12 CYLINDERS, TURBOCHARGED AND AFTERCOOLED, 1200 BHP. | Diesel | Caterpillar | 3412 DITA | 800 |  |  | 1200 | 2320 FOOTHILL BLVD | LA CRESCENTA | 91214 | SUTER TOM | (818) 5763175
10358 | SC | PACIFIC BELL | 417561 | 2003 | F62180 | ICE, DETROIT DIESEL, MODEL NO. 8163-7416, SERIAL NO. 16VF011025, DIESEL FUEL, 16 CYLINDERS, TURBOCHARGED, AND AFTERCOOLED, RATED AT 1232 BHP, DRIVING AN EMERGENCY ELECTRICAL STANDBY GENERATOR. | Diesel | Detroit Diesel | 8163-7416 | 821.3333 |  |  | 1232 | 24421 ALISO CREEK RD | LAGUNA NIGUEL | 92656 | ROBINSON TONI | (714) 5758281
10359 | SC | PACIFIC BELL | 420302 | 2003 | F63764 | ICE, CATERPILLAR, MODEL 3408T, SERIAL NO. 78Z03599, DIESEL FUEL, TURBOCHARGED AND AFTERCOOLED, RATED AT 603 BHP, DRIVING AN EMERGENCY ELECTRICAL STANDBY GENERATOR. | Diesel | Caterpillar | 3408T | 402 |  |  | 603 | 4815 OAK GROVE DR | LA CANADA FLINTRIDGE | 91011 | CASTRUITA J | (818) 5705476
10360 | SC | PASADENA CITY | 415122 | 2003 | F60822 | ICE, CATERPILLAR, MODEL NO. 3406C DITA, SERIAL NO. 4RG00609, DIESEL FUELED, FOUR CYCLES, SIX CYLINDERS, TURBOCHARGED AND AFTERCOOLED, RATED AT 519 BHP, DRIVING AN EMERGENCY ELECTRICAL GENERATOR. | Diesel | Caterpillar | 3406C DITA | 346 |  |  | 519 | 207 N GARFIELD AVE | PASADENA | 91101 | TORSTENBO DALE | (626) 7443971
10361 | SC | PASADENA CITY, DWP (EIS USE) | 402461 | 2003 | F57290 | ICE, EMERGENCY POWER, DIESEL FUELED, CATERPILLAR, MODEL NO. 3406 DITA, TURBOCHARGED, AFTERCOOLED, 519 BHP, 350 KW. | Diesel | Caterpillar | 3406 DITA | 350 | 350 |  |  | 72 E GLENARM ST | PASADENA | 91105 | BAWA GURCHARAN | (626) 7446562
10362 | SC | PROVIDENCE ST JOSEPH MED CTR | 416712 | 2003 | F63507 | ICE, CATERPILLAR, EMERGENCY ELECTRICAL GENERATION, MODEL NO. 3516B, DIESEL FUELED, TURBOCHARGED AND AFTERCOOLED, 2499 BHP. | Diesel | Caterpillar | 3516B | 1666 |  |  | 2499 | 501 S BUENA VISTA ST | BURBANK | 91505 | ROMERO WALDO T. | (818) 8435111
10363 | SC | RAYTHEON COMPANY | 404136 | 2003 | F57229 | ICE, EMERGENCY POWER, DETROIT DIESEL ALLISON, MODEL NO. 7123-7305, 630 HP, DIESEL FUELED, TURBOCHARGED. | Diesel | Detroit Diesel | 7123-7305 | 420 |  | 630 |  | 2000-2101 E EL SEGUNDO BLVD | EL SEGUNDO | 90245 | SILLAT UVE | (310) 6474195
10364 | SC | RAYTHEON COMPANY | 404137 | 2003 | F57230 | ICE, EMERGENCY POWER, DIESEL FUEL, DETROIT DIESEL ALLISON, MODEL NO. 9163-7306, TURBOCHARGED, 1545 BHP. | Diesel | Detroit Diesel | 9163-7306 | 1030 |  | 1545 |  | 2000-2101 E EL SEGUNDO BLVD | EL SEGUNDO | 90245 | SILLAT UVE | (310) 6474195
10365 | SC | RAYTHEON COMPANY | 404138 | 2003 | F57231 | ICE, EMERGENCY POWER, DIESEL FUEL, DETROIT DIESEL ALLISON, MODEL NO. 9163-7306, TURBOCHARGED, 1545 BHP. | Diesel | Detroit Diesel | 9163-7306 | 1030 |  | 1545 |  | 2000-2101 E EL SEGUNDO BLVD | EL SEGUNDO | 90245 | SILLAT UVE | (310) 6474195
10366 | SC | RAYTHEON COMPANY | 404142 | 2003 | F57234 | ICE, EMERGENCY POWER, ONAN, MODEL NO. 350 ODVJ-47R/28914A, 521 BHP, AFTERCOOLED, TURBOCHARGED, DIESEL FUELED, SERIAL NO. 30A02335/6J A01516. | Diesel | Onan | 350ODV-47R | 347.3333 |  |  | 521 | 2000-2101 E EL SEGUNDO BLVD | EL SEGUNDO | 90245 | SILLAT UVE | (310) 6474195
10367 | SC | RAYTHEON COMPANY | 404143 | 2003 | F57235 | ICE, EMERGENCY POWER, 12 CYLINDERS, DIESEL FUELED, CATERPILLAR, MODEL NO. 3412 DITTA (600 KW), WITH AFTERCOOLER, TURBOCHARGER, 890 BHP. | Diesel | Caterpillar | 3412 DITTA | 600 | 600 |  |  | 2000-2101 E EL SEGUNDO BLVD | EL SEGUNDO | 90245 | SILLAT UVE | (310) 6474195
10368 | SC | RAYTHEON COMPANY | 404144 | 2003 | F57236 | ICE, EMERGENCY POWER, 12 CYLINDERS, DIESEL FUELED, CUMMINS, MODEL NO QST30-G1 (750 KW), WITH AFTERCOOLER, TURBOCHARGER, 1135 BHP. | Diesel | Cummins | QST30-G1 | 750 | 750 |  |  | 2000-2101 E EL SEGUNDO BLVD | EL SEGUNDO | 90245 | SILLAT UVE | (310) 6474195
10369 | SC | RIVERSIDE CO., BOARD OF SUPERVISORS | 217012 | 2003 | D39561 | ICE, FAIRBANKS MORSE, MODEL B350-400D-54, SERIAL NO. 79088/FM, TURBOCHARGED, INTERCOOLED, 536 BHP, DIESEL FUELED, EMERGENCY ELECTRICAL GENERATION. | Diesel | Fairbanks Morse | B350-400D-54 | 357.3333 |  |  | 536 | 46209 OASIS ST | RIVERSIDE | 92501 | BURT E. | (714) 2754838
10370 | SC | RIVERSIDE TELEPORT CORP | 409657 | 2003 | F57383 | ICE, CUMMINS, MODEL NO. KTA38-G1, SERIAL NO. 31134051, DIESEL FUELED, FOUR CYCLES, TWELVE CYLINDERS, TURBOCHARGED, AFTERCOOLED, 1000 BHP, DRIVING AN EMERGENCY ELECTRICAL GENERATOR. | Diesel | Cummins | KTA38-G1 | 666.6667 |  |  | 1000 | 22401 JUNIPER FLATS RD | NUEVO | 92567 | DIORIO ROBERT | (909) 9283446
10371 | SC | RIVERSIDE TELEPORT CORP | 409660 | 2003 | F57384 | ICE, CUMMINS, MODEL NO. KTA38-G1, SERIAL NO. 31134051, DIESEL FUELED, FOUR CYCLES, TWELVE CYLINDERS, TURBOCHARGED, AFTERCOOLED, 1000 BHP, DRIVING AN EMERGENCY ELECTRICAL GENERATOR. | Diesel | Cummins | KTA38-G1 | 666.6667 |  |  | 1000 | 22401 JUNIPER FLATS RD | NUEVO | 92567 | DIORIO ROBERT | (909) 9283446
10372 | SC | S HOPE ST ASSOC,400 S HOPE ST MGT CO | 414060 | 2003 | F60264 | ICE, CATERPILLAR, 6 CYLINDERS, TURBOCHARGED, AFTERCOOLED, MODEL NO. 3406 DITA (400 KW), 587 BHP, DIESEL-FUELED, DRIVING AN EMERGENCY ELECTRICAL GENERATOR. | Diesel | Caterpillar | 3406 | 400 | 400 |  |  | 400 S HOPE ST | LOS ANGELES | 90071 | CROTHERS TOM | (213) 6273255
10373 | SC | SAINT JOSEPH HOSPITAL | 419678 | 2003 | F63373 | ICE, CATERPILLAR, EMERGENCY ELECTRICAL GENERATION, MODEL 3512, DIESEL FUELED, TWELVE CYLINDERS, TURBOCHARGED AND AFTERCOOLED, 1818 BHP. | Diesel | Caterpillar | 3512 | 1212 |  |  | 1818 | 1140 W LA VETA DR | ORANGE | 92868 | HOADLEY DAVID | (714) 5421817
10374 | SC | SAINT JOSEPH HOSPITAL | 408556 | 2003 | F56238 | ICE, CATERPILLAR, MODEL NO. 3512 DITA, SERIAL NO. 24Z05610 DIESEL FUEL, TURBOCHARGED, AFTERCOOLED, RATED AT 1818 BHP, DRIVING AN EMERGENCY ELECTRICAL STAND-BY GENERATOR. | Diesel | Caterpillar | 3512 DITA | 1212 |  |  | 1818 | 1100 W STEWART DR | ORANGE | 92868 | STEVENS STEVEN | (714) 7718219
10375 | SC | SAINT JOSEPH HOSPITAL | 409995 | 2003 | F57833 | ICE, CATERPILLAR, MODEL NO. 3512 DITA, DIESEL FUELED, 12 CYLINDERS, TURBOCHARGED, AFTERCOOLED, RATED AT 1818 BHP, DRIVING AN EMERGENCY ELECTRICAL GENERATOR. | Diesel | Caterpillar | 3512 DITA | 1212 |  |  | 1818 | 1100 W STEWART DR | ORANGE | 92868 | STEVENS STEVEN | (714) 7718219
10376 | SC | SAINT JOSEPH HOSPITAL | 409996 | 2003 | F57851 | ICE, CATERPILLAR, MODEL NO. 3512 DITA, DIESEL FUELED, 12 CYLINDERS, TURBOCHARGED, AFTERCOOLED, RATED AT 1190 KW, DRIVING AN EMERGENCY ELECTRICAL GENERATOR. | Diesel | Caterpillar | 3512 DITA | 1190 | 1190 |  |  | 1100 W STEWART DR | ORANGE | 92868 | STEVENS STEVEN | (714) 7718219
10377 | SC | SHERATON GATEWAY HOTEL- LAX | 413622 | 2003 | F60001 | ICE, DETROIT DIESEL, DIESEL-FUELED, EMERGENCY ELECTRICAL GENERATION, MODEL NO. 7163-7305, TURBOCHARGED, AFTERCOOLED, 16 CYLINDERS, 830 BHP. | Diesel | Detroit Diesel | 7163-7305 | 553.3333 |  |  | 830 | 6101 W CENTURY BLVD | LOS ANGELES | 90045 | WOLF GARY | (310) 6424839
10378 | SC | SO CALIF REAL ESTATE SVCS, THE ACADEMY | 413891 | 2003 | F61718 | ICE, CATERPILLAR, DIESEL FUELED, EMERGENCY ELECTRICAL GENERATION, MODEL NO. 3406, TURBOCHARGED, AFTERCOOLED, 6 CYLINDERS, 519 BHP. | Diesel | Caterpillar | 3406 | 346 |  |  | 519 | 5200 LANKERSHIM BLVD STE 340 | NORTH HOLLYWOOD | 91601 | EVANS SHAWN | (818) 5092683
10379 | SC | STAPLES CENTER, L A ARENA COMPANY LLC. | 416329 | 2003 | F61869 | ICE, NO. 1, CATERPILLAR, EMERGENCY ELECTRICAL GENERATION, MODEL NO. 3512B DITA, DIESEL FUELED, TURBOCHARGED AND AFTERCOOLED, 2153 BHP. | Diesel | Caterpillar | 3512B DITA | 1435.3333 |  |  | 2153 | 1111 S FIGUEROA ST STE 3100 | LOS ANGELES | 90015 | POTTEROFF BILL | (213) 7427471
10380 | SC | STAPLES CENTER, L A ARENA COMPANY LLC. | 416330 | 2003 | F61870 | ICE, NO. 1, CATERPILLAR, EMERGENCY ELECTRICAL GENERATION, MODEL NO. 3512B DITA, DIESEL FUELED, TURBOCHARGED AND AFTERCOOLED, 2153 BHP. | Diesel | Caterpillar | 3512B DITA | 1435.3333 |  |  | 2153 | 1111 S FIGUEROA ST STE 3100 | LOS ANGELES | 90015 | POTTEROFF BILL | (213) 7427471
10381 | SC | TARGET STORES, T-553 | 416786 | 2003 | F62049 | ICE, CUMMINS, MODEL NO. KTTA19-G1, SERIAL NO. 486-105, DIESEL FUELED, FOUR CYCLES, SIX CYLINDERS, TURBOCHARGED AND AFTERCOOLED, RATED AT 685 BHP, DRIVING AN EMERGENCY ELECTRICAL GENERATOR. | Diesel | Cummmins | KTTA19-G1 | 456.6667 |  |  | 685 | 14750 MILLER AVE | FONTANA | 92336 | GILCHRIST JILL | (612) 7614589
10382 | SC | TELECOM CENTER LA LLC | 416143 | 2003 | F61457 | ICE, CATERPILLAR, 16 CYLINDERS, TURBOCHARGED, AFTERCOOLED, MODEL NO. 3516B DITA (2000 KW), SERIAL NO. FDN00111, 2847 BHP, DIESEL FUELED, DRIVING AN EMERGENCY ELECTRICAL GENERATOR. | Diesel | Caterpillar | 3516B DITA | 2000 | 2000 |  |  | 530 W 6TH ST | LOS ANGELES | 90014 | LAZARIN SELINA | (213) 6274365
10383 | SC | TELECOM CENTER LA LLC | 417688 | 2003 | F62344 | ICE, CATERPILLAR, 16 CYLINDERS, TURBOCHARGED, AFTERCOOLED, MODEL NO. 3516B DITA (2000 KW), SERIAL NO. 6HN00296, 2847 BHP, DIESEL FUELED, DRIVING AN EMERGENCY ELECTRICAL GENERATOR. | Diesel | Caterpillar | 3516B DITA | 2000 | 2000 |  |  | 530 W 6TH ST | LOS ANGELES | 90014 | LAZARIN SELINA | (213) 6274365
10384 | SC | TELECOM CENTER LA LLC | 417687 | 2003 | F62345 | ICE, CATERPILLAR, 16 CYLINDERS, TURBOCHARGED, AFTERCOOLED, MODEL NO. 3516B DITA (2000 KW), SERIAL NO. 6HN00213, 2847 BHP, DIESEL FUELED, DRIVING AN EMERGENCY ELECTRICAL GENERATOR. | Diesel | Caterpillar | 3516B DITA | 2000 | 2000 |  |  | 530 W 6TH ST | LOS ANGELES | 90014 | LAZARIN SELINA | (213) 6274365
10385 | SC | THE AEROSPACE CORP UNIT NO.02 | 420072 | 2003 | F63506 | ICE, CATERPILLAR, 16 CYLINDERS, TURBOCHARGED, AFTERCOOLED, MODEL NO. 3516B DITA (2000 KW), SERIAL NO. 7RN01459, 2847 BHP, DIESEL FUELED, DRIVING AN EMERGENCY ELECTRICAL GENERATOR. | Diesel | Caterpillar | 3516B DITA | 2000 | 2000 |  |  | 2350 E EL SEGUNDO | EL SEGUNDO | 90245 | UMEKUBO RIKI | (310) 3369036
10386 | SC | THE BOEING COMPANY | 416552 | 2003 | F61597 | ICE, AB VOLVO PENTA, MODEL NO. TAD1631GE, DIESEL FUELED, NON-ROAD, SIX CYLINDERS, 757 BHP, TURBOCHARGED, AFTERCOOLED, DRIVING AN EMERGENCY ELECTRICAL GENERATOR. | Diesel | Volvo | TAD1631GE | 504.6667 |  |  | 757 | 8900 DE SOTO AVE | CANOGA PARK | 91304 | TEWELDE LEUL | (818) 5864005
10387 | SC | THE BOEING COMPANY | 407063 | 2003 | F56554 | ICE, EMERGENCY POWER, DIESEL FUELED, CATERPILLAR, MODEL NO. 3512 DITA, AFTERCOOLED, TURBOCHARGED, 1801 BHP. | Diesel | Caterpillar | 3512 DITA | 1200.6667 |  |  | 1801 | 2201 SEAL BEACH & 2600 WEST BLVD | SEAL BEACH | 90740 | BOEHM THERESA J | (562) 7974916
10388 | SC | THE BOEING COMPANY | 408627 | 2003 | F56543 | ICE, CATERPILLAR, DIESEL FUELED, EMERGENCY ELECTRICAL GENERATOR, MODEL NO. 3412T, 670 BHP, 12 CYLINDERS, TURBOCHARGED, AFTERCOOLED. | Diesel | Caterpillar | 3412T | 446.6667 |  |  | 670 | 2201 SEAL BEACH & 2600 WEST BLVD | SEAL BEACH | 90740 | BOEHM THERESA J | (562) 7974916
10389 | SC | THE BOEING COMPANY | 408628 | 2003 | F56544 | ICE, CATERPILLAR, DIESEL FUELED, EMERGENCY ELECTRICAL GENERATOR, MODEL NO. D399, 1310 BHP, 16 CYLINDERS, TURBOCHARGED, AFTERCOOLED. | Diesel | Caterpillar | D399 | 873.3333 |  |  | 1310 | 2201 SEAL BEACH & 2600 WEST BLVD | SEAL BEACH | 90740 | BOEHM THERESA J | (562) 7974916
10390 | SC | THE BOEING COMPANY | 408629 | 2003 | F56545 | ICE, CATERPILLAR, DIESEL FUELED, EMERGENCY ELECTRICAL GENERATOR, MODEL NO. D399, 1310 BHP, 16 CYLINDERS, TURBOCHARGED, AFTERCOOLED. | Diesel | Caterpillar | D399 | 873.3333 |  |  | 1310 | 2201 SEAL BEACH & 2600 WEST BLVD | SEAL BEACH | 90740 | BOEHM THERESA J | (562) 7974916
10391 | SC | THE BOEING COMPANY | 408630 | 2003 | F56546 | ICE, CATERPILLAR, DIESEL FUELED, EMERGENCY ELECTRICAL GENERATOR, MODEL NO. D399, 1310 BHP, 16 CYLINDERS, TURBOCHARGED, AFTERCOOLED. | Diesel | Caterpillar | D399 | 873.3333 |  |  | 1310 | 2201 SEAL BEACH & 2600 WEST BLVD | SEAL BEACH | 90740 | BOEHM THERESA J | (562) 7974916
10392 | SC | THE BOEING COMPANY | 408631 | 2003 | F56547 | ICE, CATERPILLAR, DIESEL FUELED, EMERGENCY ELECTRICAL GENERATOR, MODEL NO. D399, 1310 BHP, 16 CYLINDERS, TURBOCHARGED, AFTERCOOLED. | Diesel | Caterpillar | D399 | 873.3333 |  |  | 1310 | 2201 SEAL BEACH & 2600 WEST BLVD | SEAL BEACH | 90740 | BOEHM THERESA J | (562) 7974916
10393 | SC | THE BOEING COMPANY | 408632 | 2003 | F56548 | ICE, CATERPILLAR, DIESEL FUELED, EMERGENCY ELECTRICAL GENERATOR, MODEL NO. D399, 1310 BHP, 16 CYLINDERS, TURBOCHARGED, AFTERCOOLED. | Diesel | Caterpillar | D399 | 873.3333 |  |  | 1310 | 2201 SEAL BEACH & 2600 WEST BLVD | SEAL BEACH | 90740 | BOEHM THERESA J | (562) 7974916
10394 | SC | THE BOEING COMPANY | 408633 | 2003 | F56549 | ICE, CATERPILLAR, DIESEL FUELED, EMERGENCY ELECTRICAL GENERATION, MODEL NO. 3512, 1482 BHP, 12 CYLINDERS, TURBOCHARGED, AFTERCOOLED. | Diesel | Caterpillar | 3512 | 988 |  |  | 1482 | 2201 SEAL BEACH & 2600 WEST BLVD | SEAL BEACH | 90740 | BOEHM THERESA J | (562) 7974916
10395 | SC | THE BOEING COMPANY | 408634 | 2003 | F56550 | ICE, CATERPILLAR, DIESEL FUELED, EMERGENCY ELECTRICAL GENERATION, MODEL NO. 3512, 1482 BHP, 12 CYLINDERS, TURBOCHARGED, AFTERCOOLED. | Diesel | Caterpillar | 3512 | 988 |  |  | 1482 | 2201 SEAL BEACH & 2600 WEST BLVD | SEAL BEACH | 90740 | BOEHM THERESA J | (562) 7974916
10396 | SC | THE BOEING COMPANY | 408635 | 2003 | F56551 | ICE, CATERPILLAR, DIESEL FUELED, EMERGENCY ELECTRICAL GENERATION, MODEL NO. 3512, 1482 BHP, 12 CYLINDERS, TURBOCHARGED, AFTERCOOLED. | Diesel | Caterpillar | 3512 | 988 |  |  | 1482 | 2201 SEAL BEACH & 2600 WEST BLVD | SEAL BEACH | 90740 | BOEHM THERESA J | (562) 7974916
10397 | SC | THE BOEING COMPANY | 408636 | 2003 | F56552 | ICE, CATERPILLAR, DIESEL FUELED, EMERGENCY ELECTRICAL GENERATION, MODEL NO. 3412TA, 800 BHP, 12 CYLINDERS, TURBOCHARGED, AFTERCOOLED. | Diesel | Caterpillar | 3412TA | 533.3333 |  |  | 800 | 2201 SEAL BEACH & 2600 WEST BLVD | SEAL BEACH | 90740 | BOEHM THERESA J | (562) 7974916
10398 | SC | THE GENERAL SERVICES ADMINISTRATION | 413802 | 2003 | F61980 | ICE, DETROIT DIESEL ALLISON, DIESEL-FUELED, EMERGENCY ELECTRICAL GENERATION, MODEL NO. 8163-7416, SERIAL NO. XF-19-53680-6/11, TURBOCHARGED, AFTERCOOLED, 16 CYLINDERS, TWO CYCLE, 1232 BHP. | Diesel | Detroit Diesel | 8163-7416 | 821.3333 |  |  | 1232 | 312 N SPRING ST | LOS ANGELES | 90012 | DAVIS LORENZO | (213) 8944984
10399 | SC | THE WALT DISNEY COMPANY | 406806 | 2003 | F56632 | ICE, CATERPILLAR, MODEL NO. 3512B DITA, DIESEL FUELED, 12 CYLINDERS, TURBOCHARGED, AFTERCOOLED, RATED AT 2025 BHP, DRIVING AN EMERGENCY ELECTRICAL STANDBY GENERATOR. | Diesel | Caterpillar | 3512B DITA | 1350 |  |  | 2025 | 500 S BUENA VISTA ST. | BURBANK | 91521 | RUBINO CHRISTINE | (818) 5606221
10400 | SC | THE WESTIN PASADENA | 414085 | 2003 | F60634 | ICE, CUMMINS, DIESEL FUELED, EMERGENCY ELECTRICAL GENERATION, MODEL NO. KTA19-G2, SERIAL NO. 61011, TURBOCHARGED, AFTERCOOLED, 6 CYLINDERS, 620 BHP. | Diesel | Cummmins | KTA19-G2 | 413.3333 |  |  | 620 | 191 N LOS ROBLES AVE | PASADENA | 91101 | SCHUMAN TOM | (626) 3041404
10401 | SC | THOMAS PROPERTIES GROUP | 413697 | 2003 | F59800 | ICE, CATERPILLAR, DIESEL FUELED, EMERGENCY ELECTRICAL GENERATION, MODEL D398, TURBOCHARGED, AFTERCOOLED, 12 CYLINDERS, 1552 BHP. | Diesel | Caterpillar | D398 | 1034.6667 |  |  | 1552 | 505-515 S FLOWER ST | LOS ANGELES | 90071 | RHOADES ANDY | (213) 4859595
10402 | SC | THOMAS PROPERTIES GROUP | 413698 | 2003 | F59806 | ICE, WAUKESHA, DIESEL-FUELED, EMERGENCY ELECTRICAL GENERATION, MODEL NO. L5790 DSI, TURBOCHARGED, AFTERCOOLED, 12 CYLINDERS, 1552 BHP. | Diesel | Waukesha | L5790 | 1034.6667 |  |  | 1552 | 505-515 S FLOWER ST | LOS ANGELES | 90071 | RHOADES ANDY | (213) 4859595
10403 | SC | THOMAS PROPERTIES GROUP | 413699 | 2003 | F59807 | ICE, WAUKESHA, DIESEL-FUELED, EMERGENCY ELECTRICAL GENERATION, MODEL NO. L5790 DSI, TURBOCHARGED, AFTERCOOLED, 12 CYLINDERS, 1552 BHP. | Diesel | Waukesha | L5790 | 1034.6667 |  |  | 1552 | 505-515 S FLOWER ST | LOS ANGELES | 90071 | RHOADES ANDY | (213) 4859595
10404 | SC | TOWN PK HOTEL CORP,DBA CROWN PLAZA HOTEL | 415254 | 2003 | F62157 | ICE, CATERPILLAR, 6 CYLINDERS, TURBOCHARGED, AFTERCOOLED, MODEL NO. 3406 DITA (400 KW), SERIAL NO. 4ZZR06687, 587 BHP, DIESEL-FUELED, DRIVING AN EMERGENCY ELECTRICAL GENERATOR. | Diesel | Caterpillar | 3406 DITA | 400 | 400 |  |  | 300 N HARBOR DR | REDONDO BEACH | 90277 | COFFMAN RICH L | (213) 3188888
10405 | SC | TOWNGATE REGIONAL MALL CO | 268195 | 2003 | D63807 | ICE, DETROIT DIESEL, MODEL NO. 8V-92A, DIESEL FUELED, EIGHT CYLINDERS, 540 BHP, TURBOCHARGED AFTERCOOLED, DRIVING AN EMERGENCY ELECTRICAL GENERATOR. | Diesel | Detroit Diesel | 8V-92A | 360 |  |  | 540 | 22500 TOWN CIR SUITE 1206 | MORENO VALLEY | 92553 | BARRCELONA GUY | (714) 6977710
10406 | SC | TOWNGATE REGIONAL MALL CO | 268197 | 2003 | D63809 | ICE, DETROIT DIESEL, MODEL NO. 8V-92A, DIESEL FUELED, EIGHT CYLINDERS, 540 BHP, TURBOCHARGED AFTERCOOLED, DRIVING AN EMERGENCY ELECTRICAL GENERATOR. | Diesel | Detroit Diesel | 8V-92A | 360 |  |  | 540 | 22500 TOWN CIR SUITE 1206 | MORENO VALLEY | 92553 | BARRCELONA GUY | (714) 6977710
10407 | SC | TRW INC, | 404192 | 2003 | F58417 | ICE, EMERGENCY POWER, DIESEL FUELED, CUMMINS, MODEL NO. VT1410-G, WITH AFTERCOOLER, TURBOCHARGER, 685 HP. | Diesel | Cummins | VTA1410-G | 456.6667 |  | 685 |  | 1 SPACE PARK | REDONDO BEACH | 90278 | ARAGA REYNALDO G | (310) 8148576
10408 | SC | U S GOVT, V A MEDICAL CENTER, WEST L A | 403866 | 2003 | F54754 | ICE, GENERAC, MODEL NO. 339DTA, DIESEL FUELED, 12 CYLINDERS, TURBOCHARGED, AFTERCOOLED, RATED AT 1135 BHP, DRIVING AN EMERGENCY ELECTRICAL GENERATOR. | Diesel | Generac | 339DTA | 756.6667 |  |  | 1135 | 11301 WILSHIRE Blvd. | LOS ANGELES | 90073 | HAYES LEE | (310) 2684018
10409 | SC | ULTRA VIOLET DEVICES, INC | 411434 | 2003 | F58590 | ICE, GENERAC, MODEL NO. 16 0 DTA (SD400), DIESEL FUELED, FOUR CYCLES, EIGHT CYLINDERS, TURBOCHARGED AND AFTERCOOLED, RATED AT 563 BHP, DRIVING AN EMERGENCY ELECTRICAL GENERATOR. | Diesel | Generac | SD400 | 375.3333 |  |  | 563 | 28220 INDUSTRY DR | VALENCIA | 91355 | KEALY PAT | (805) 2958140
10410 | SC | UNION BANK,WALTON UB PLAZA INVESTORS III | 415143 | 2003 | F60630 | ICE, CATERPILLAR, DIESEL FUELED, EMERGENCY ELECTRICAL GENERATION, MODEL NO. 3512/1250, SERIAL NO. 24Z0331, 12 CYLINDERS, TURBOCHARGED, 1786 BHP. | Diesel | Caterpillar | 3512 | 1190.6667 |  |  | 1786 | 445 S FIGUEROA ST | LOS ANGELES | 90071 | LIBERMAN KEVIN | (213) 6200410
10411 | SC | UNIVERSAL CITY STUDIOS, LLC. | 414393 | 2003 | F61396 | ICE, DETROIT DIESEL, MODEL NO. R123-7536, DIESEL FUEL, TURBOCHARGED, AFTERCOOLED, RATED AT 1120 BHP, DRIVING AN EMERGENCY ELECTRICAL GENERATOR. | Diesel | Detroit Diesel | R123-7536 | 746.6667 |  |  | 1120 | 3900 LANKERSHIM BLVD | UNIVERSAL CITY | 91608 | RICHARDS MICHELLE | (818) 7773263
10412 | SC | UNIVERSITY OF CALIFORNIA, LOS ANGELES | 408454 | 2003 | F56614 | ICE, CATERPILLAR, MODEL NO. 3516B DITA, DIESEL FUELED, TURBOCHARGED, AFTERCOOLED, 16 CYLINDERS, 2847 BHP, DRIVING AN EMERGENCY ELECTRICAL GENERATOR. | Diesel | Caterpillar | 3516B DITA | 1898 |  |  | 2847 | 405 HILGARD AVE | LOS ANGELES | 90024 | OTT DAVID | (310) 7945369
10413 | SC | UNIVERSITY OF CALIFORNIA, RIVERSIDE | 413750 | 2003 | F60176 | ICE, CATERPILLAR, 12 CYLINDERS, TURBOCHARGED, AFTERCOOLED, MODEL NO. 3512 DITA (1250 KW), SERIAL NO. CMJ00545, 1801 BHP, DIESEL FUELED, DRIVING AN EMERGENCY ELECTRICAL GENERATOR. | Diesel | Caterpillar | 3512 DITA | 1250 | 1250 |  |  | UCR PHYSICAL SCIENCES 1 | RIVERSIDE | 92521 | FONG CHI KWAN | (909) 7874201
10414 | SC | UNIVERSITY SO CALIFORNIA,HEALTH SCIENCES | 420481 | 2003 | F63782 | ICE, CATERPILLAR, DIESEL-FUELED, EMERGENCY ELECTRICAL GENERATION, MODEL NO. 3456 DITA AA, TURBOCHARGED, AFTERCOOLED, 6 CYLINDERS, 4 CYCLE, 536 BHP. | Diesel | Caterpillar | 3456 DITA AA | 357.3333 |  |  | 536 | 2011 ZONAL AVE | LOS ANGELES | 90033 | BURGOS ANGEL C | (323) 4422209
10415 | SC | US GOVT, AF DEPT, MARCH AIR RESERVE BASE | 408956 | 2003 | F58382 | ICE, EMERGENCY POWER, DIESEL FUEL, WHITE SUPERIOR, MODEL G40-5X-8, DRIVING AN EMERGENCY ELECTRIC GENERATOR, BLDG. 485, WITH TURBOCHARGER, 715 BHP. | Diesel | White Superior | G40-5X-8 | 476.6667 |  |  | 715 | MARCH AFB | RIVERSIDE | 92518 | WRIGHTON COLONEL TIMOTHY | (909) 6555062
10416 | SC | US GOVT, AF DEPT, MARCH AIR RESERVE BASE | 408959 | 2003 | F58383 | ICE, EMERGENCY POWER, DIESEL FUELED, CATERPILLAR, MODEL 3406 DITA, DRIVING AN ELECTRICAL GENERATOR, WITH AFTERCOOLER, TURBOCHARGER, 587 BHP. | Diesel | Caterpillar | 3406 DITA | 391.3333 |  |  | 587 | MARCH AFB | RIVERSIDE | 92518 | WRIGHTON COLONEL TIMOTHY | (909) 6555062
10417 | SC | VARTEC TELECOM, INC LOS ANGELES SWITCH 1 | 420183 | 2003 | F63588 | ICE, CUMMINS, 6 CYLINDERS, TURBOCHARGED, AFTERCOOLED, MODEL NO. QSX15-G9, 755 BHP, DIESEL FUELED, DRIVING AN EMERGENCY ELECTRICAL GENERATOR. | Diesel | Cummmins | QSX15-G9 | 503.3333 |  |  | 755 | 650 S GRAND AVE STE 200 | LOS ANGELES | 90017 | NAVARRO JOSE | (213) 6271520
10418 | SC | VERIZON CALIFORNIA INC | 415041 | 2003 | F61730 | ICE, CUMMINS, DIESEL FUELED, EMERGENCY ELECTRICAL GENERATION, MODEL NO. N14-G2, SERIAL NO. 12034970, TURBOCHARGED, AFTERCOOLED, SIX CYLINDERS, FOUR CYCLE, 535 BHP. | Diesel | Cummmins | N14-G2 | 356.6667 |  |  | 535 | 2636 SECRET DR | RUNNING SPRINGS | 92382 | WELZ PETER | (909) 4692260
10419 | SC | VERNON CITY | 415424 | 2003 | F60856 | ICE, DETROIT DIESEL, MODEL NO. 6063-TK35, DIESEL FUELED, FOUR CYCLES, SIX CYLINDERS, TURBOCHARGED, AND AFTERCOOLED, RATED AT 550 BHP, DRIVING AN EMERGENCY ELECTRICAL GENERATOR. | Diesel | Detroit Diesel | 6063-TK35 | 366.6667 |  |  | 550 | 4355 S DOWNEY RD | LOS ANGELES | 90058 | RIGG SCOTT B | (323) 5838811
10420 | SC | WELLS REIT GLENDALE CA LLC | 415848 | 2003 | F61388 | ICE, CATERPILLAR, DIESEL FUELED, MODEL 3412, SERIAL NO. 81208696, TURBOCHARGED, AFTERCOOLED, 12 CYLINDERS, 890 BHP, DRIVING AN EMERGENCY ELECTRICAL GENERATOR. | Diesel | Caterpillar | 3412 | 593.3333 |  |  | 890 | 800 N BRAND BLVD | GLENDALE | 91203 | BRIZEE BRAD | (818) 5491700
10421 | SC | YUCAIPA VALLEY WATER DIST/WELL 55 | 418772 | 2003 | F62723 | ICE, CATERPILLAR, 6 CYLINDERS, TURBOCHARGED, AFTERCOOLED, MODEL NO. 3456 DITA AA (350 KW), SERIAL NO. 3PG00546, 536 BHP, DIESEL FUELED, DRIVING AN EMERGENCY ELECTRICAL GENERATOR. | Diesel | Caterpillar | 3456 DITA AA | 350 | 350 |  |  | 11675 5TH ST | YUCAIPA | 92399 | BAILEY CHARLIE | (909) 7976115
2500 | SJV | ACADIAN/MODESTO REHABILITATION HOSPITAL |  |  | N-1687-3-0 | 700 BHP CUMMINS, MODEL VTA 1710-GS, DIESEL-FIRED EMERGENCY IC ENGINE POWERING A 500 KW ELECTRIC GENERATOR. | Diesel | Cummins | VTA 1710-GS | 500 | 500 |  |  | 730 17TH ST | MODESTO | 95354 |  | (209) 549-4165 | 8.17 | 0.38
2501 | SJV | AERA ENERGY LLC |  |  | S-1548-401-0 | 498 BRAKE HP CATERPILLAR EMERGENCY STANDBY I.C. ENGINE (GAS FIRED) | Natural Gas | Caterpillar | N/A | 332 |  |  | 498 | LIGHT OIL WESTERN |  |  |  | (661) 665-5279 | 6.9 | 0.4
2502 | SJV | AERA ENERGY LLC |  |  | S-1135-235-2 | 2,520 BHP DIESEL FIRED I.C. ENGINE FOR EMERGENCY POWER GENERATION, INCLUDING: CATERPILLAR MODEL #3516STD I.C. ENGINE, 1500 KW ELECTRIC GENERATOR, PVC & ELAPSED OPERATING TIME METER | Diesel | Caterpillar | 3516 | 1500 | 1500 |  |  | HEAVY OIL WESTERN | KERN COUNTY |  |  | (661) 665-5279
2503 | SJV | AERA ENERGY LLC |  |  | S-1547-911-2 | 890 BHP DIESEL-FIRED I.C. ENGINE WITH TURBOCHARGER, INTERCOOLER/AFTERCOOLER, RETARDED INJECTION TIMING, AND CRANKCASE EMISSION CONTROL POWERING AN EMERGENCY GENERATOR. | Diesel | N/A | N/A | 593.3333 |  |  | 890 | HEAVY OIL WESTERN | KERN COUNTY |  |  | (661) 665-5279
2504 | SJV | AIRBORNE EXPRESS |  |  | C-2739-1-0 | 1232 HP KOHLER MODEL 750COZD71 SERIAL NUMBER 368068 DIESEL-FIRED EMERGENCY IC ENGINE, WITH TURBOCHARGER AND AFTERCOOLER, POWERING 750 KW ELECTRICAL GENERATOR | Diesel | Kohler | 750COZD71 | 750 | 750 |  |  | 3688 CENTRAL AVE | FRESNO | 93725 |  | (209) 498-7027
2505 | SJV | AMERICAN RADIO SYSTEMS CORP. |  |  | C-3072-1-0 | 465 HP CUMMINS MODEL NTA855-G2, DIESEL-FIRED EMERGENCY INTERNAL COMBUSTION ENGINE, WITH TURBOCHARGER AND AFTERCOOLER, POWERING A 300 KW ELECTRIC GENERATOR. | Diesel | Cummins | NTA855-G2 | 300 | 300 |  |  | 1071 W SHAW | FRESNO | 93704 |  | (559) 265-5813
2506 | SJV | AT & T INC. |  |  | N-1110-1-0 | 480 HP DETROIT DIESEL MODEL 8V-92TA DIESEL FIRED EMERGENCY I.C. ENGINE POWERING AN ELECTRIC GENERATOR | Diesel | Detroit Diesel | 8V-92TA | 320 |  | 480 |  | 2173 W. YOSEMITE AVE. | MANTECA | 95336 |  | (916) 361-6056
2507 | SJV | AT&T BROADBAND |  |  | C-3114-1-0 | 896 BHP CATERPILLAR MODEL 3412 DIESEL INTERNAL COMBUSTION ENGINE WITH TURBOCHARGER AND INTERCOOLER/AFTERCOOLER POWERING A 600 KW EMERGENCY ELECTRICAL GENERATOR. | Diesel | Caterpillar | 3412 | 600 | 600 |  |  | 2096 N GATEWAY | FRESNO | 93727
2508 | SJV | AT&T BROADBAND |  |  | C-2950-1-0 | 449 HP CATERPILLAR MODEL 3406B DIESEL-FIRED EMERGENCY IC ENGINE POWERING A 300 KW ELECTRICAL GENERATOR. | Diesel | Caterpillar | 3406B | 300 | 300 |  |  | 1945 N HELM AVE | FRESNO | 93727 |  | (559) 735-2105
2509 | SJV | AT&T BROADBAND |  |  | N-4016-1-1 | 587 BHP CATERPILLAR, MODEL NO. 3406TA, EMERGENCY DIESEL-FIRED IC ENGINE POWERING A 400 KW GENERATOR. | Diesel | Caterpillar | 3406 TA | 400 | 400 |  |  | 844 E HAMMERTOWN LANE | STOCKTON | 95210 |  | (310) 647-3000
2510 | SJV | AT&T BROADBAND |  |  | S-2835-1-0 | 520 BHP TURBOCHARGED DIESEL-FIRED I.C. ENGINE POWERING 350 KW EMERGENCY GENERATOR | Diesel | N/A | N/A | 350 | 350 |  |  | 1031 N PLAZA DR | VISALIA | 93291 |  | (559) 455-4275
2511 | SJV | BAKERSFIELD CITY OF(CIVIC AUD) |  |  | S-3352-4-0 | 1550 HP DETROIT DIESEL EMERGENCY DIESEL FIRED I.C. ENGINE WITH TURBOCHARGER, AFTERCOOLER AND POSITIVE CRANKCASE VENTILATION POWERING A 900 KW ELECTRIC GENERATOR. | Diesel | Detroit Diesel | N/A | 900 | 900 |  |  | 1001 TRUXTUN AVE | BAKERSFIELD | 93301 |  | 661 326 3795
2512 | SJV | BAKERSFIELD CITY WASTEWATER #3 |  |  | S-3103-10-0 | 1199 BHP CATERPILLAR MODEL 3508 TA DIESEL IC ENGINE WITH TURBOCHARGER, INTERCOOLER/AFTERCOOLER, RETARDED INJECTION TIMING AND CRANKCASE EMISSION CONTROL POWERING AN 820 KW EMERGENCY GENERATOR | Diesel | Caterpillar | 3508 TA | 820 | 820 |  |  | 8101 ASHE ROAD | BAKERSFIELD | 93313 |  | 661-326-3258
2513 | SJV | BAKERSFIELD HEART HOSPITAL |  |  | S-3379-3-0 | 1,180 HP DIESEL FIRED CATERPILLAR MODEL 3412 I.C. ENGINE POWERING EMERGENCY ELECTRICAL GENERATOR | Diesel | Caterpillar | 3412 | 786.6667 |  | 1180 |  | 3008 SILLECT AVENUE | BAKERSFIELD | 93308 |  | (805) 282-7000
2514 | SJV | BAKERSFIELD HEART HOSPITAL |  |  | S-3379-4-0 | 1,180 HP DIESEL FIRED CATERPILLAR MODEL 3412 I.C. ENGINE POWERING EMERGENCY ELECTRICAL GENERATOR | Diesel | Caterpillar | 3412 | 786.6667 |  | 1180 |  | 3008 SILLECT AVENUE | BAKERSFIELD | 93308 |  | (805) 282-7000
2515 | SJV | BAKERSFIELD MEMORIAL HOSPITAL |  |  | S-1205-5-0 | 1730 BRAKE HP DIESEL FIRED CATERPILLAR 3512 DITA EMERGENCY IC ENGINE POWERING A CATERPILLAR SR4 GENERATOR | Diesel | Caterpillar | 3512 DITA | 1153.3333 |  |  | 1730 | 420 34TH ST/3600 SAN DIMAS | BAKERSFIELD | 93301 |  | (661) 327-1792
2516 | SJV | BAKERSFIELD MEMORIAL HOSPITAL |  |  | S-1205-6-0 | 1730 BRAKE HP DIESEL FIRED CATERPILLAR 3512 DITA EMERGENCY IC ENGINE POWERING A CATERPILLAR SR4 GENERATOR | Diesel | Caterpillar | 3512 DITA | 1153.3333 |  |  | 1730 | 420 34TH ST/3600 SAN DIMAS | BAKERSFIELD | 93301 |  | (661) 327-1792
2517 | SJV | BAKERSFIELD MEMORIAL HOSPITAL |  |  | S-1205-7-0 | 1730 BRAKE HP DIESEL FIRED CATERPILLAR 3512 DITA EMERGENCY IC ENGINE POWERING A CATERPILLAR SR4 GENERATOR | Diesel | Caterpillar | 3512 DITA | 1153.3333 |  |  | 1730 | 420 34TH ST/3600 SAN DIMAS | BAKERSFIELD | 93301 |  | (661) 327-1792
2518 | SJV | BAKERSFIELD REHAB HOSPITAL |  |  | S-1380-1-1 | 465 BHP DIESEL-FIRED CUMMINS NTA855-G2 INTERNAL COMBUSTION ENGINE WITH TURBOCHARGER AND AFTERCOOLER FOR EMERGENCY/STANDBY 300 KW ELECTRICAL GENERATOR | Diesel | Cummins | NTA855-G2 | 300 | 300 |  |  | 5001 COMMERCE DRIVE | BAKERSFIELD | 93309 |  | (805) 323-5500
2519 | SJV | BERRY PETROLEUM COMPANY |  |  | S-1246-144-0 | 1,000 BRAKE HP WAUKESHA NATURAL GAS FIRED EMERGENCY I.C. ENGINE WITH GENERATOR | Natural Gas | Waukesha | N/A | 666.6667 |  |  | 1000 | HEAVY OIL WESTERN |  |  |  | (661) 769-8811
2520 | SJV | BEST BUY |  |  | S-3435-1-0 | 2220 HP CUMMINS, MODEL KTA50-G9, DIESEL FIRED EMERGENCY I.C. ENGINE POWERING A 1500 KW ELECTRIC GENERATOR | Diesel | Cummins | KTA50-G9 | 1500 | 1500 |  |  | 777 MONTE VISTA DRIVE | DINUBA | 93618 |  | (612) 995-4430
2521 | SJV | CAL DEPT OF CORRECTIONS DELANO (North Kern State Prison) |  |  | S-864-1-0 | 2,884 HP DIESEL-FIRED CATERPILLAR MODEL 3516 DITA EMERGENCY IC ENGINE | Diesel | Caterpillar | 3516 DITA | 1922.6667 |  | 2884 |  | 2737 WEST CECIL AVENUE | DELANO | 93215 | Tina Cherry (ext. 7306) | (916) 444-6666 / (805) 721-2345
2522 | SJV | CAL DEPT OF CORRECTIONS DELANO (North Kern State Prison) |  |  | S-864-2-0 | 2,884 HP DIESEL-FIRED CATERPILLAR MODEL 3516 DITA EMERGENCY IC ENGINE | Diesel | Caterpillar | 3516 DITA | 1922.6667 |  | 2884 |  | 2737 WEST CECIL AVENUE | DELANO | 93215 | Tina Cherry (ext. 7306) | (916) 444-6666 / (805) 721-2345
2523 | SJV | CAL DEPT OF CORRECTIONS WASCO |  |  | S-559-3-2 | 2,847 HP DIESEL-FIRED INTERNAL COMBUSTION ENGINE (# 1) WITH TURBOCHARGER AND AFTERCOOLER POWERING 2,000 KW EMERGENCY ELECTRICAL GENERATOR | Diesel | Caterpillar | N/A | 2000 | 2000 |  |  | 701 SCOFIELD ROAD | WASCO | 93280-8800 | Mike Kruger (ext. 5840) | (661) 758-8400
2524 | SJV | CAL DEPT OF CORRECTIONS WASCO |  |  | S-559-4-2 | 2,847 HP DIESEL-FIRED INTERNAL COMBUSTION ENGINE (# 2) WITH TURBOCHARGER AND AFTERCOOLER POWERING 2,000 KW EMERGENCY ELECTRICAL GENERATOR | Diesel | Caterpillar | N/A | 2000 | 2000 |  |  | 701 SCOFIELD ROAD | WASCO | 93280-8800 | Mike Kruger (ext. 5840) | (661) 758-8400
2525 | SJV | CALIF STATE PRISON - COALINGA (Pleasant Valley State Prison) |  |  | C-1990-1-0 | 587 CATERPILLAR MODEL 3406 DITA DIESEL ENGINE, TURBOCHARGED, AFTERCOOLED, SERVING A 400 KW EMERGENCY ELECTRICAL GENERATOR. LOCATED AT THE WATER BOOSTER STATION (BLDG 623). | Diesel | Caterpillar | 3406 DITA | 400 | 400 |  |  | 24863 W JAYNE AVE | COALINGA | 93210 |  | (559) 935-4900 X6819
2526 | SJV | CALIF STATE PRISON - COALINGA (Pleasant Valley State Prison) |  |  | C-1990-2-0 | 2,847 HP CATERPILLAR MODEL 3516 DITA DIESEL ENGINE, TURBOCHARGED, AFTERCOOLED, SERVING A 2,000 KW EMERGENCY ELECTRICAL GENERATOR. LOCATED AT AREA 600. | Diesel | Caterpillar | 3516 DITA | 2000 | 2000 |  |  | PO Box 8500 | COALINGA | 93210 | Keith Morden | (559) 935-4900 x4958
2527 | SJV | CALIF STATE PRISON - COALINGA (Pleasant Valley State Prison) |  |  | C-1990-3-0 | 2,847 HP CATERPILLAR MODEL 3516 DITA DIESEL ENGINE, TURBOCHARGED, AFTERCOOLED, SERVING A 2,000 KW EMERGENCY ELECTRICAL GENERATOR. LOCATED AT AREA 600. | Diesel | Caterpillar | 3516 DITA | 2000 | 2000 |  |  | 24863 W JAYNE AVE | COALINGA | 93210 | Keith Morden | (559) 935-4900 x4958
2528 | SJV | CALIF STATE PRISON - COALINGA (Pleasant Valley State Prison) |  |  | C-1990-5-0 | 587 HP CATERPILLAR MODEL 3406 DITA DIESEL ENGINE #2, TURBOCHARGED, AFTERCOOLED, SERVING A 400 KW EMERGENCY ELECTRICAL GENERATOR. LOCATED AT THE CENTRAL HEALTH FACILITY (NEAR BLDG 451). | Diesel | Caterpillar | 3406 DITA | 400 | 400 |  |  | 24863 W JAYNE AVE | COALINGA | 93210 |  | (559) 935-4900 X6819
2529 | SJV | CALIF STATE PRISON - COALINGA (Pleasant Valley State Prison) |  |  | C-1990-6-0 | 587 HP CATERPILLAR MODEL 3406 DITA DIESEL ENGINE #1, TURBOCHARGED, AFTERCOOLED, SERVING A 400 KW EMERGENCY ELECTRICAL GENERATOR. LOCATED AT THE CENTRAL HEALTH FACILITY (NEAR BLDG 451). | Diesel | Caterpillar | 3406 DITA | 400 | 400 |  |  | 24863 W JAYNE AVE | COALINGA | 93210 |  | (559) 935-4900 X6819
2530 | SJV | CALIF STATE PRISON - CORCORAN |  |  | C-214-9-0 | 1,490 BHP TURBOCHARGED CUMMINS MODEL KTA-50-GI DIESEL IC ENGINE #1 POWERING AN EMERGENCY ELECTRICAL GENERATOR. LOCATED IN BLDG 210. | Diesel | Cummins | KTA50-GI | 993.3333 |  |  | 1490 | 4001 KING AVE | CORCORAN | 93212 | Pat Downey | (559) 992-8800
2531 | SJV | CALIF STATE PRISON - CORCORAN |  |  | C-214-10-0 | 1,490 BHP TURBOCHARGED CUMMINS MODEL KTA-50-GI DIESEL IC ENGINE #2 POWERING AN EMERGENCY ELECTRICAL GENERATOR. LOCATED IN BLDG 210. | Diesel | Cummins | KTA50-GI | 993.3333 |  |  | 1490 | 4001 KING AVE | CORCORAN | 93212 | Pat Downey | (559) 992-8800
2532 | SJV | CALIF STATE PRISON - CORCORAN |  |  | C-214-11-0 | 1,490 BHP TURBOCHARGED CUMMINS MODEL KTA-50-GI DIESEL IC ENGINE #3 POWERING AN EMERGENCY ELECTRICAL GENERATOR. LOCATED IN BLDG 201. | Diesel | Cummins | KTA50-GI | 994 |  |  | 1491 | 4001 KING AVE | CORCORAN | 93212 | Pat Downey | (559) 992-8800
2533 | SJV | CALIF STATE PRISON - CORCORAN |  |  | C-214-12-0 | 1,593 BHP CATERPILLAR MODEL 3512 DITA DIESEL IC ENGINE POWERING AN EMERGENCY ELECTRICAL GENERATOR. LOCATED AT THE HOSPITAL. | Diesel | Caterpillar | 3512 DITA | 1062 |  |  | 1593 | 4001 KING AVE | CORCORAN | 93212 | Pat Downey | (559) 992-8800
2534 | SJV | CALIF STATE PRISON - CORCORAN (California Substance Abuse Treatment Facility) |  |  | C-214-19-1 | 2,876 BHP CATERPILLAR MODEL 3516B DITA DIESEL IC ENGINE POWERING A KATO/RELIANCE ELECTRIC 2,000 KW EMERGENCY ELECTRICAL GENERATOR FOR CORCORAN II STATE PRISON, QUEBEC & 4TH AVENUES. | Diesel | Caterpillar | 3516B DITA | 2000 | 2000 |  |  | 900 QUEBEC AVE | CORCORAN | 93212 | Mike Fergason | (559) 992-7100x5865
2535 | SJV | CALIF STATE PRISON - CORCORAN (California Substance Abuse Treatment Facility) |  |  | C-214-23-1 | 2,876 BHP CATERPILLAR MODEL 3516B DITA DIESEL IC ENGINE POWERING A KATO/RELIANCE ELECTRIC 2,000 KW EMERGENCY ELECTRICAL GENERATOR FOR CORCORAN II STATE PRISON, QUEBEC & 4TH AVENUES. | Diesel | Caterpillar | 3516B DITA | 2000 | 2000 |  |  | 900 QUEBEC AVE | CORCORAN | 93212 | Mike Fergason | (559) 992-7100x5865
2536 | SJV | CALIF STATE PRISON - CORCORAN (California Substance Abuse Treatment Facility) |  |  | C-214-24-1 | 2,876 BHP CATERPILLAR MODEL 3516B DITA DIESEL IC ENGINE POWERING A KATO/RELIANCE ELECTRIC 2,000 KW EMERGENCY ELECTRICAL GENERATOR FOR CORCORAN II STATE PRISON, QUEBEC & 4TH AVENUES. | Diesel | Caterpillar | 3516B DITA | 2000 | 2000 |  |  | 900 QUEBEC AVE | CORCORAN | 93212 | Mike Fergason | (559) 992-7100x5865
2537 | SJV | CALIF STATE PRISON - CORCORAN (California Substance Abuse Treatment Facility) |  |  | C-214-25-1 | 2,876 BHP CATERPILLAR MODEL 3516B DITA DIESEL IC ENGINE POWERING A KATO/RELIANCE ELECTRIC 2,000 KW EMERGENCY ELECTRICAL GENERATOR FOR CORCORAN II STATE PRISON, QUEBEC & 4TH AVENUES. | Diesel | Caterpillar | 3516B DITA | 2000 | 2000 |  |  | 900 QUEBEC AVE | CORCORAN | 93212 | Mike Fergason | (559) 992-7100x5865
2538 | SJV | CALIF STATE PRISON - CORCORAN (California Substance Abuse Treatment Facility) |  |  | C-214-31-0 | 896 HP CATERPILLAR MODEL 3412 DITA DIESEL IC ENGINE, TURBOCHARGED AND AFTERCOOLED, WITH POSITIVE CRANKCASE VENTILATION POWERING A 600 KW EMERGENCY ELECTRICAL GENERATOR FOR CORCORAN II STATE PRISON, QUEBEC & 4TH AVENUES. SERIAL # TO BE DETERMINED. | Diesel | Caterpillar | 3412 DITA | 600 | 600 |  |  | 900 QUEBEC AVE | CORCORAN | 93212 | Mike Fergason | (559) 992-7100x5865
2539 | SJV | CALIF STATE PRISON- CHOWCHILLA (Valley State Prison for Women) |  |  | C-2283-2-0 | 2,847 HP CATERPILLAR 3516 DITA IC ENGINE #1, TURBOCHARGED, INTERCOOLED, SERVING A 2,000 KW LEROY-SOMER/US GENERATOR SUPPLYING EMERGENCY POWER TO THE MAIN FACILITY (BUILDING 602). | Diesel | Caterpillar | 3516 DITA | 2000 | 2000 |  |  | 21633 AVENUE 24 | CHOWCHILLA | 93610-0099 | Anthony Beebe (ext. 6179) | (916) 323-2314 / (209) 665-6100
2540 | SJV | CALIF STATE PRISON- CHOWCHILLA (Valley State Prison for Women) |  |  | C-2283-3-0 | 2,847 HP CATERPILLAR 3516 DITA IC ENGINE #2, TURBOCHARGED, INTERCOOLED, SERVING A 2,000 KW LEROY-SOMER/US GENERATOR SUPPLYING EMERGENCY ELECTRICAL POWER TO THE MAIN FACILITY ( BUILDING 602). | Diesel | Caterpillar | 3516 DITA | 2000 | 2000 |  |  | 21633 AVENUE 24 | CHOWCHILLA | 93610-0099 | Anthony Beebe (ext. 6179) | (916) 323-2314 / (209) 665-6100
2541 | SJV | CALIF STATE PRISON- CHOWCHILLA (Valley State Prison for Women) |  |  | C-2283-11-0 | 519 HP TURBOCHARGED DIESEL IC ENGINE, CATERPILLAR MODEL 3406DITA, SERIAL # 4PM00158, SOUTH #1, POWERING A 350 KW EMERGENCY GENERATOR. | Diesel | Caterpillar | 3406 DITA | 350 | 350 |  |  | 21633 AVENUE 24 | CHOWCHILLA | 93610 | Anthony Beebe (ext. 6179) | (916) 323-2314 / (209) 665-6100
2542 | SJV | CALIF STATE PRISON- CHOWCHILLA (Valley State Prison for Women) |  |  | C-2283-12-0 | 519 HP TURBOCHARGED DIESEL IC ENGINE, MODEL 3406DITA, SERIAL # 4PM00157, NORTH #2, POWERING A 350 KW EMERGENCY GENERATOR. | Diesel | Caterpillar | 3406 DITA | 350 | 350 |  |  | 21633 AVENUE 24 | CHOWCHILLA | 93610 | Anthony Beebe (ext. 6179) | (916) 323-2314 / (209) 665-6100
2543 | SJV | CALIF STATE UNIV FRESNO |  |  | C-392-19-0 | 746 HP TURBOCHARGED CATERPILLAR, MODEL #3412 DITA, DIESEL IC ENGINE POWERING A 500 KW EMERGENCY GENERATOR. | Diesel | Caterpillar | 3412 DITA | 500 | 500 |  |  | 5241 N MAPLE AVE | FRESNO | 93740 |  | (209) 278-7422
2544 | SJV | CALIFORNIA AMMONIA CO |  |  | N-157-8-0 | ONE 600 HP DETROIT DIESEL (MODEL #12V-71T) DIESEL FIRED IC ENGINE POWERING AN EMERGENCY GENERATOR. | Diesel | Detroit Diesel | 12V-71T | 400 |  | 600 |  | 2321 W WASHINGTON STREET | STOCKTON | 95203 |  | (209) 982-1000
2545 | SJV | CALIFORNIA AMMONIA CO |  |  | N-157-9-0 | ONE (1) 532 HP CATERPILLAR DIESEL FIRED IC ENGINE (MODEL 3406 DITA) WITH TURBOCHARGER AND AFTERCOOLER POWERING A 350 KW EMERGENCY GENERATOR | Diesel | Caterpillar | 3406 DITA | 350 | 350 |  |  | 2321 W WASHINGTON STREET | STOCKTON | 95203 |  | (209) 982-1000
2546 | SJV | CALIFORNIA NATURAL PRODUCTS |  |  | N-173-11-0 | ONE (1) 1220 BHP CATERPILLAR DIESEL FIRED TURBOCHARGED AND AFTERCOOLED IC ENGINE (MODEL 3508) POWERING AN 800 KW EMERGENCY GENERATOR. | Diesel | Caterpillar | 3508 | 800 | 800 |  |  | 1250 E LATHROP RD | LATHROP | 95330 |  | (209) 858-2525
2547 | SJV | CALIFORNIA STATE UNIVERSITY |  |  | N-818-4-1 | CATERPILLAR, CAT T349D, 1200 HP DIESEL I.C. ENGINE (#1) SERVING AN EMERGENCY STANDBY GENERATOR | Diesel | Caterpillar | T349D | 800 |  | 1200 |  | 1208 N STATE ST | STOCKTON | 95202 |  | (209) 235-7411
2548 | SJV | CALIFORNIA STATE UNIVERSITY |  |  | N-818-6-1 | CATERPILLAR, CAT T349D, 1200 HP DIESEL I.C. ENGINE (#3) SERVING AN EMERGENCY STANDBY GENERATOR | Diesel | Caterpillar | T349D | 800 |  | 1200 |  | 1208 N STATE ST | STOCKTON | 95202 |  | (209) 235-7411
2549 | SJV | CALIFORNIA STATE UNIVERSITY |  |  | N-818-5-1 | CATERPILLAR, CAT T349D, 1200 HP DIESEL I.C. ENGINE (#2) SERVING AN EMERGENCY STANDBY GENERATOR | Diesel | Caterpillar | T349D | 800 |  | 1200 |  | 1208 N STATE ST | STOCKTON | 95202 |  | (209) 235-7411
2550 | SJV | CALIFORNIA WATER SERVICE CO |  |  | S-1482-1-1 | 535 HP DIESEL-FIRED, TURBOCHARGED, INTERCOOLED/AFTERCOOLED EMERGENCY IC ENGINE POWERING A 350 KW GENERATOR | Diesel | N/A | N/A | 350 | 350 |  |  | 4400 PANORAMA DRIVE | BAKERSFIELD | 93306 |  | (805) 832-2141
2551 | SJV | CANANDAIGUA WEST, INC |  |  | C-628-10-0 | 1,600 HP TRAILER-MOUNTED DETROIT DIESEL MODEL 149, SERIES 9163-7301 DIESEL-FIRED EMERGENCY IC ENGINE POWERING A 1100 KW ELECTRICAL GENERATOR. | Diesel | Detroit Diesel | 149 | 1100 | 1100 |  |  | 12667 ROAD 24 | MADERA | 93637 |  | (209) 673-7071
2552 | SJV | CENTRAL CAL WOMEN'S FACILITY |  |  | C-252-1-1 | 1490 HP CUMMINS MODEL KTA-50-GL DIESEL-FIRED EMERGENCY IC ENGINE POWERING AN ENERGY DYNAMIC INC. ELECTRIC GENERATOR SET | Diesel | Cummins | KTA50-GL | 993.3333 |  | 1490 |  | 23370 ROAD 22 | CHOWCHILLA | 93610 | John Dory | (209) 665-5531
2553 | SJV | CENTRAL CAL WOMEN'S FACILITY |  |  | C-252-8-1 | 1490 HP CUMMINS MODEL KTA-50-GL DIESEL-FIRED EMERGENCY IC ENGINE POWERING AN ENERGY DYNAMICS INC. ELECTRIC GENERATOR SET | Diesel | Cummins | KTA50-GL | 993.3333 |  | 1490 |  | 23370 ROAD 22 | CHOWCHILLA | 93610 | John Dory | (209) 665-5531
2554 | SJV | CENTRAL CAL WOMEN'S FACILITY |  |  | C-252-12-0 | 750 HP CUMMINS MODEL KTTA19-G2 DIESEL-FIRED EMERGENCY IC ENGINE POWERING A 500 KW ELECTRIC GENERATOR FOR THE WASTE WATER TREATMENT | Diesel | Cummins | KTTA19-G2 | 500 | 500 |  |  | 23370 ROAD 22 | CHOWCHILLA | 93610 | John Dory | (209) 665-5531
2555 | SJV | CENTRAL VALLEY MEAT CO |  |  | C-2282-3-0 | 1919 HP DETROIT DIESEL MODEL 91637316 DIESEL-FIRED EMERGENCY IC ENGINE POWERING AN ELECTRICAL GENERATOR. | Diesel | Detroit Diesel | 9163-7316 | 1279.3333 |  | 1919 |  | 10431 8 3/4 AVE | HANFORD | 93230 |  | (209) 583-9624
2556 | SJV | CERTAINTEED CORPORATION |  |  | C-261-27-2 | 890 HP CATERPILLAR EMERGENCY STANDBY DIESEL ELECTRICAL GENERATOR SET #1, MODEL D348, 620 KW. TITLE V OPERATING PERMIT | Diesel | Caterpillar | D348 | 620 | 620 |  |  | 17775 AVENUE 23 1/2 | CHOWCHILLA | 93610 |  | (559) 665-4831 X326
2557 | SJV | CERTAINTEED CORPORATION |  |  | C-261-28-2 | 890 HP CATERPILLAR EMERGENCY STANDBY DIESEL ELECTRICAL GENERATOR SET #2, MODEL D348, 620 KW. TITLE OPERATING PERMIT | Diesel | Caterpillar | D348 | 620 | 620 |  |  | 17775 AVENUE 23 1/2 | CHOWCHILLA | 93610 |  | (559) 665-4831 X326
2558 | SJV | CHEVRON USA INC |  |  | S-1128-306-1 | 600 HP CUMMINS MODEL KTA1965T DIESEL FIRED I.C. ENGINE POWERING EMERGENCY GENERATOR | Diesel | Cummins | KTA1965T | 400 |  | 600 |  | HEAVY OIL WESTERN | KERN COUNTY |  |  | (661) 392-3300
2559 | SJV | CIGNA HEALTH CARE |  |  | S-3717-1-0 | 2935 HP DETROIT DIESEL/MTU MODEL 16V-4000 DIESEL-FIRED EMERGENCY IC ENGINE POWERING A KOHLER 2000 ROZD-4 ELECTRICAL GENERATOR | Diesel | Detroit Diesel | 16V-4000 | 1956.6667 |  | 2935 |  | 5300 W TULARE AVENUE | VISALIA | 93278-1068
2560 | SJV | CITY OF CLOVIS |  |  | C-3333-1-0 | 605 HP CUMMINS MODEL NTA855-65 DIESEL-FIRED EMERGENCY IC ENGINE POWERING A 400 KW ELECTRICAL GENERATOR. | Diesel | Cummins | NTA855-G5 | 400 | 400 |  |  | 1033 5TH STREET | CLOVIS | 93612 |  | (209) 297-2371
2561 | SJV | CITY OF CORCORAN PUBLIC WORKS |  |  | C-2684-1-0 | 860 HP CUMMINS, TURBO-CHARGED, AFTER COOLED, 4 DEGREE TIMING RETARDED EMERGENCY DIESEL IC ENGINE POWERING A 600 KW EMERGENCY GENERATOR. | Diesel | Cummins | N/A | 600 | 600 |  |  | N/W INTERSEC HWY 43 & 5TH AVE | CORCORAN | 93212 |  | (209) 992-2537
2562 | SJV | CITY OF DELANO |  |  | S-3662-1-0 | 755 BHP CUMMINS ONAN MODEL KTAIG4 DIESEL-FIRED EMERGENCY IC ENGINE POWERING A 500 KW ELECTRICAL GENERATOR | Diesel | Cummins | KTAI-G4 | 500 | 500 |  |  | 2737 W CECIL AVE (NKSP) | DELANO | 93215
2563 | SJV | CITY OF DELANO |  |  | S-3663-1-0 | 605 BHP CUMMINS ONAN MODEL LTA-10-G1 DIESEL-FIRED EMERGENCY IC ENGINE WITH TURBOCHARGER, AFTERCOOLER, AND PCV POWERING A 400 KW ELECTRIC GENERATOR | Diesel | Cummins | LTA10-G1 | 400 | 400 |  |  | 1/4 MILE EAST OF 20TH AVE & BROWNING | DELANO | 93215
2564 | SJV | CITY OF DELANO |  |  | S-3664-1-0 | 605 BHP CUMMINS ONAN MODEL NTA855 DIESEL-FIRED EMERGENCY IC ENGINE WITH TURBOCHARGER, AFTERCOOLER, AND PCV POWERING A 400 KW ELECTRIC GENERATOR | Diesel | Cummins | NTA855 | 400 | 400 |  |  | 1/8 MILE NO OF SO RANDOLPH & SCHUSTER | DELANO | 93215
2565 | SJV | CITY OF FRESNO - AIRPORTS |  |  | C-2930-1-0 | 890 BHP CAT 3412 DIESEL, TURBOCHARGED, INTERCOOLED/AFTERCOOLED EMERGENCY I.C. ENGINE GENERATING 600KW OF ELECTRICITY. | Diesel | Caterpillar | 3412 | 600 | 600 |  |  | 5175 E. CLINTON - TERMINAL BLD | FRESNO | 93722 |  | (559) 498-4700
2566 | SJV | CITY OF FRESNO WATER DIVISION |  |  | C-1933-1-0 | 742 HP CATERPILLAR MODEL 3412 DIESEL-FIRED EMERGENCY IC ENGINE, POWERING A 450 KW ELECTRICAL GENERATOR. | Diesel | Caterpillar | 3412 | 450 | 450 |  |  | CLOVIS AVE & CALIFORNIA AVE | FRESNO | 93611 |  | (209) 498-1409
2567 | SJV | CITY OF FRESNO WATER DIVISION |  |  | C-3320-1-0 | 449 HP CATERPILLAR MODEL 3406 DIESEL-FIRED EMERGENCY IC ENGINE POWERING A WATER WELL GENERATOR. ENGINE HAS BEEN MODIFIED TO PRODUCE 484 HP. | Diesel | Caterpillar | 3406 | 322.6667 |  | 484 |  | 1590 N PEACH AVE | FRESNO | 93727 |  | (209) 498-4680
2568 | SJV | CITY OF FRESNO WATER DIVISION |  |  | C-3318-1-0 | 587 HP CATERPILLAR MODEL 3406 DIESEL-FIRED EMERGENCY IC ENGINE POWERING A 400 KW WATER WELL GENERATOR. | Diesel | Caterpillar | 3406 | 400 | 400 |  |  | 2030 W OLIVE AVE | FRESNO | 93701 |  | (209) 498-4680
2569 | SJV | CITY OF FRESNO WATER DIVISION |  |  | C-3321-1-0 | 449 HP DIESEL-FIREDCATERPILLAR MODEL 3406 EMERGENCY IC ENGINE POWERING A 340 KW WATER WELL GENERATOR. ENGINE HAS BEEN MODIFIED TO PRODUCE 484 HP. | Diesel | Caterpillar | 3406 | 340 | 340 |  |  | 7265 N SANDRINI AVE | FRESNO | 93703 |  | (209) 498-4680
2570 | SJV | CITY OF FRESNO WATER DIVISION |  |  | C-3316-1-0 | 449 HP DIESEL-FIRED CATERPILLAR MODEL 3406 EMERGENCY IC ENGINE POWERING A 300 KW WATER WELL GENERATOR. ENGINE HAS BEEN MODIFIED TO PRODUCE 484 HP. | Diesel | Caterpillar | 3406 | 300 | 300 |  |  | 315 N FIRST ST | FRESNO | 93702 |  | (209) 498-4680
2571 | SJV | CITY OF FRESNO WATER DIVISION |  |  | C-3315-1-0 | INSTALL 484 HP DIESEL-FIRED EMERGENCY IC ENGINE DRIVING A WATER WELL GENERATOR. | Diesel | N/A | N/A | 322.6667 |  | 484 |  | 2283 E INTERNATIONAL | FRESNO | 93703 |  | (209) 498-4680
2572 | SJV | CITY OF FRESNO WATER DIVISION |  |  | C-3319-1-0 | 519 HP CATERPILLAR MODEL 3406 DIESEL-FIRED EMERGENCY INTERNAL COMBUSTION ENGINE POWERING A WATER WELL GENERATOR. | Diesel | Caterpillar | 3406 | 346 |  | 519 |  | 1352 STANISLAUS ST | FRESNO | 93706 |  | (209) 498-4680
2573 | SJV | CITY OF FRESNO WATER DIVISION |  |  | C-3204-1-0 | 535 BHP CUMMINS MODEL NTA855-G3 DIESEL FIRED EMERGENCY IC ENGINE POWERING A 350 KW ELECTRICAL GENERATOR. | Diesel | Cummins | NTA855-G3 | 350 | 350 |  |  | 2224 N BRAWLEY | FRESNO | 93722 |  | (209) 498-4680
2574 | SJV | CITY OF LODI |  |  | N-3863-1-0 | ONE (1) 746 HP CATERPILLAR DIESEL FIRED IC ENGINE, MODEL NO. 3412TA, POWERING A 500 KW EMERGENCY GENERATOR. | Diesel | Caterpillar | 3412 TA | 500 | 500 |  |  | 1215 THURMAN STREET | LODI | 95240 |  | (209) 333-6800
2575 | SJV | CITY OF LODI (WATER WELL #16) |  |  | N-3510-1-0 | 443 HP CATERPILLAR 3406TA TURBOCHARGED AND AFTERCOOLED DIESEL FIRED IC ENGINE POWERING A 300 KW EMERGENCY GENERATOR. | Diesel | Caterpillar | 3406TA | 300 | 300 |  |  | CENTURY BLVD & CANAL | LODI | 95240 |  | (209) 333-6706
2576 | SJV | CITY OF LODI (WATER WELL #7) |  |  | N-3511-1-0 | 443 HP CATERPILLAR (MODEL NUMBER 3406TA) TURBOCHARGED AND AFTERCOOLED DIESEL FIRED IC ENGINE POWERING A 300 KW EMERGENCY GENERATOR. | Diesel | Caterpillar | 3406 TA | 300 | 300 |  |  | TURNER RD & MILLS AVE | LODI | 95241-1910 |  | (209) 333-6706
2577 | SJV | CITY OF MERCED |  |  | N-4302-3-0 | 402 BHP (DETROIT DIESEL MODEL 80837305) EMERGENCY DIESEL FIRED IC ENGINE POWERING A 300 KW ELECTRICAL GENERATOR. | Diesel | Detroit Diesel | 8083-7305 | 300 | 300 |  |  | 10260 GOVE ROAD | MERCED | 95340
2578 | SJV | CITY OF MODESTO |  |  | N-3516-1-0 | 587 HP CATERPILLAR MODEL 3406 C DIESEL-FIRED EMERGENCY IC ENGINE WITH TURBOCHARGER, POWERING A 400 KW ELECTRICAL GENERATOR (TANK 4). | Diesel | Caterpillar | 3406C | 400 | 400 |  |  | 1500 BLOCK OF SYLVAN AVENUE | MODESTO | 95354 |  | (209) 571-5102
2579 | SJV | CITY OF MODESTO, PUBLIC WORKS |  |  | N-2338-3-0 | 910 BHP CATERPILLAR, MODEL NO. D396, EMERGENCY DIESEL-FIRED IC ENGINE POWERING A 600 KW ELECTRICAL GENERATOR. | Diesel | Caterpillar | D396 | 1206.6667 | 600 |  | 910 | 1221 SUTTER AVENUE | MODESTO | 95351 |  | (209) 577-5260
2580 | SJV | CITY OF RIPON |  |  | N-3482-1-0 | 465 HP CUMMINS MODEL #NTA855-G2 TURBOCHARGED AND AFTERCOOLED DIESEL FIRED IC ENGINE POWERING A 300 KW EMERGENCY GENERATOR. | Diesel | Cummins | NTA855-G2 | 300 | 300 |  |  | HUGHES LANE (WELL #10) | RIPON | 95366 |  | (209) 529-2108
2581 | SJV | CITY OF STOCKTON |  |  | N-2928-1-0 | NORTH SANITARY PUMP STATION: ONE (1) EMERGENCY STANDBY ALLIS CHALMERS ENGINE (700 HP)/GENERATOR SET. ENGINE MODEL #65000 AND SERIAL #6V01057. | Diesel | Allis Chalmers | 65000 | 466.6667 |  | 700 |  | SWENSON PARK GOLF COURSE | STOCKTON | 95203 |  | (209) 944-8735
2582 | SJV | CITY OF TRACY |  |  | N-3735-1-0 | ONE (1) 519 HP CATERPILLAR DIESEL FIRED TURBOCHARGED IC ENGINE (MODEL # 3406TA) POWERING AN EMERGENCY 350 KW GENERATOR. | Diesel | Caterpillar | 3406 TA | 350 | 350 |  |  | 1000 CIVIC CENTER DRIVE | TRACY | 95376 |  | (209) 831-4460
2583 | SJV | CITY OF TRACY |  |  | N-213-2-0 | 2100 HP KONSBERG-NORTH AMERICAN MODEL KG23C EMERGENCY DIESEL FIRED TURBINE GENERATOR DRIVING A GENERATOR | Diesel | Konsberg-North American | KG23C | 1400 |  | 2100 |  | 3900 HOLLY DRIVE | TRACY | 95376 |  | (209) 831-4480
2584 | SJV | CITY OF TRACY |  |  | N-4250-1-0 | 507 BHP MITSUBISHI MODEL 14.5DTA DIESEL-FIRED EMERGENCY IC ENGINE POWERING A 400KW ELECTRICAL GENERATOR. | Diesel | Mitsubishi | 14.5DTA | 400 | 400 |  |  | EATON AVENUE AT HOLLY DRIVE | TRACY | 95376 |  | (209) 831-4434
2585 | SJV | CITY OF TURLOCK WATER CONTROL |  |  | N-3669-5-0 | 570 HP DIESEL FIRED IC ENGINE MANUFACTURED BY CATERPILLAR (MODEL # D346TA) POWERING A 400 KW EMERGENCY GENERATOR | Diesel | Caterpillar | D346 TA | 400 | 400 |  |  | 901 S WALNUT RD | TURLOCK | 95380 |  | (209) 668-5590
2586 | SJV | CITY-COUNTY CAPITOL IMPROVEMENT |  |  | N-4219-1-0 | 480 HP HINO DIESEL-FIRED EMERGENCY IC ENGINE POWERING A GENERAC 300 KW ELECTRIC GENERATOR | Diesel | Hino | N/A | 300 | 300 |  |  | 1010 10TH STREET | MODESTO | 95354 |  | (209) 558-4100
2587 | SJV | CLOVIS COMMUNITY HOSPITAL |  |  | C-345-1-0 | 1,482 HP CATERPILLAR MODEL# 3512,SN 24Z02272, DIESEL EMERGENCY IC ENGINE POWERING A 1000 KW GENSET. | Diesel | Caterpillar | 3512 | 1000 | 1000 |  |  | 2755 HERNDON | CLOVIS | 93611 |  | (209) 442-2468
2588 | SJV | COALINGA REGIONAL MEDICAL CTR |  |  | C-353-11-0 | 600 HP CUMMINS MODEL #KTA19-G2 DIESEL-FIRED EMERGENCY IC ENGINE POWERING AN ELECTRICAL GENERATOR. | Diesel | Cummins | KTA19-G2 | 400 |  | 600 |  | 1191 PHELPS AVE | COALINGA | 93210 |  | (209) 935-6400
2589 | SJV | CONVERGYS |  |  | C-3750-1-0 | 749 HP CATERPILLAR MODEL 3412 DITA DIESEL-FIRED EMERGENCY IC ENGINE POWERING A 500 KW ELECTRIC GENERATOR | Diesel | Caterpillar | 3412 DITA | 500 | 500 |  |  | 5156 N BLACKSTONE AVE | FRESNO | 93710
2590 | SJV | CON-WAY WESTERN EXPRESS |  |  | C-3630-1-0 | 605 HP CUMMINS MODEL NTA855G5 DIESEL-FIRED EMERGENCY INTERNAL COMBUSTION ENGINE, EQUIPPED WITH TURBOCHARGER AND INTERCOOLER POWERING A 400 KW ONAN ELECTRIC GENERATOR | Diesel | Cummins | NTA855-G5 | 400 | 400 |  |  | 32251 HIGHWAY 41 | KETTLEMAN CITY | 93239
2591 | SJV | COUNTY OF TULARE RESOURCE MGMT |  |  | S-3530-1-0 | 896 BHP CATERPILLAR MODEL 3412 DIESEL-FIRED EMERGENCY IC ENGINE POWERING A 600 KW ELECTRICAL GENERATOR | Diesel | Caterpillar | 3412 | 600 | 600 |  |  | 36650 ROAD 112 | VISALIA | 93277 |  | (559) 733-6271
2592 | SJV | CYPRESS REHAB HOSPITAL |  |  | S-2741-1-0 | 947 BHP DIESEL FIRED IC ENGINE DRIVING AN EMERGENCY GENERATOR | Diesel | N/A | N/A | 631.3333 |  |  | 947 | 840 SOUTH AKERS | VISALIA | 93277 |  | (559) 625-736
2593 | SJV | DAMERON HOSPITAL |  |  | N-2392-2-0 | 890 BHP CATERPILLAR, MODEL 3412 EMERGENCY DIESEL-FIRED IC ENGINE POWERING A GENERATOR. | Diesel | Caterpillar | 3412 | 593.3333 |  |  | 890 | 525 W. ACACIA STREET | STOCKTON | 95203 |  | (209) 461-3156
2594 | SJV | DANA CORPORATION, PARISH DIV. |  |  | N-2976-5-0 | KOHLER EMERGENCY GENERATOR (MODEL #300R OZD, 300KW) SERVED BY A DETROIT DIESEL I.C. ENGINE (MODEL #8063-7416). | Diesel | Detroit Diesel | 8063-7416 | 300 | 300 |  |  | 1550 INDUSTRIAL DRIVE | STOCKTON | 95206 |  | (209) 983-6130
2595 | SJV | DDRW - TRACY FACILITY |  |  | N-263-15-0 | 1085 BHP CUMMINS, MODEL DTA-2300 G2, EMERGENCY DIESEL-FIRED IC ENGINE POWERING AN ELECTRICAL GENERATOR (GENERATOR #1 - BLDG. 100). | Diesel | Cummins | DTA-2300-G2 | 723.3333 |  |  | 1085 | 25600 CHRISMAN ROAD | TRACY | 95376 |  | (209) 982-2080
2596 | SJV | DDRW - TRACY FACILITY |  |  | N-263-16-0 | 1085 BHP CUMMINS, MODEL KTA-2300 G2, EMERGENCY DIESEL-FIRED IC ENGINE POWERING AN ELECTRICAL GENERATOR (GENERATOR # 2 - BLDG. 100). | Diesel | Cummins | KTA-2300-G2 | 723.3333 |  |  | 1085 | 25600 CHRISMAN ROAD | TRACY | 95376 |  | (209) 982-2080
2597 | SJV | DDRW - TRACY FACILITY |  |  | N-263-20-0 | 397 BHP VOLVO EMERGENCY DIESEL-FIRED IC ENGINE POWERING A 300 KW ELECTRICAL GENERATOR. | Diesel | Volvo | N/A | 300 | 300 |  |  | 25600 CHRISMAN ROAD | TRACY | 95376 |  | (209) 982-2080
2598 | SJV | DEPT WATER RESOURCES-EDMONSTON |  |  | S-2933-4-0 | 635 HP CUMMINS DIESEL IC ENGINE CONNECTED TO AN EMERGENCY GENERATOR | Diesel | Cummins | N/A | 423.3333 |  | 635 |  | 39000 EDMONSTON PUMPING PLANT | METTLER | 93301 |  | (661) 858-2211
2599 | SJV | DEPT WATER RESOURCES-EDMONSTON |  |  | S-2933-3-0 | 500 HP DETROIT DIESEL IC ENGINE CONNECTED TO AN EMERGENCY GENERATOR | Diesel | Detroit Diesel | N/A | 333.3333 |  | 500 |  | 39000 EDMONSTON PUMPING PLANT | METTLER | 93301 |  | (661) 858-2211
2600 | SJV | DOCTORS HOSPITAL OF MANTECA |  |  | N-1108-2-0 | 536 HP DETROIT DIESEL MODEL 8V92TTA DIESEL FIRED IC ENGINE POWERING A 400 KW EMERGENCY ELECTRICAL GENERATOR | Diesel | Detroit Diesel | 8V-92TTA | 400 | 400 |  |  | 1205 E NORTH STREET | MANTECA | 95336 |  | (209) 239-8323
2601 | SJV | DOCTORS MEDICAL CENTER |  |  | N-2333-6-0 | ONE (1) 1515 HP "DETROIT DIESEL" MODEL #9123-7306 TURBOCHARGED AND AFTERCOOLED DIESEL FIRED EMERGENCY IC ENGINE POWERING A 1,100 KW ELECTRICAL GENERATOR | Diesel | Detroit Diesel | 9123-7306 | 1100 | 1100 |  |  | 1441 FLORIDA AVENUE | MODESTO | 95350 |  | (209) 576-3691
2602 | SJV | DOCTORS MEDICAL CENTER |  |  | N-2333-7-0 | ONE (1) 1515 HP "DETROIT DIESEL" MODEL #9123-7306 TURBOCHARGED AND AFTERCOOLED DIESEL FIRED EMERGENCY IC ENGINE POWERING A 1,100 KW ELECTRICAL GENERATOR | Diesel | Detroit Diesel | 9123-7306 | 1100 | 1100 |  |  | 1441 FLORIDA AVENUE | MODESTO | 95350 |  | (209) 576-3691
2603 | SJV | DOCTORS MEDICAL CENTER |  |  | N-2333-8-0 | ONE (1) 1515 HP "DETROIT DIESEL" MODEL #9123-7306 TURBOCHARGED AND AFTERCOOLED DIESEL FIRED EMERGENCY IC ENGINE POWERING A 1,100 KW ELECTRICAL GENERATOR | Diesel | Detroit Diesel | 9123-7306 | 1100 | 1100 |  |  | 1441 FLORIDA AVENUE | MODESTO | 95350 |  | (209) 576-3691
2604 | SJV | EDUCATIONAL EMPL FEDERAL C U |  |  | C-3511-1-0 | 1465 BHP CATERPILLAR MODEL 3508B DIESEL-FIRED EMERGENCY IC ENGINE POWERING A 1000 KW ELECTRICAL GENERATOR. | Diesel | Caterpillar | 3508B | 1000 | 1000 |  |  | 2222 WEST SHAW AVENUE | FRESNO | 93711 |  | (559) 431-5839
2605 | SJV | EDUCATIONAL EMPLOYEES C.U. |  |  | C-3527-1-0 | 449 HP CATERPILLAR MODEL 3406 DIESEL-FIRED EMERGENCY INTERNAL COMBUSTION ENGINE POWERING A 300 KW ELECTRICAL GENERATOR. | Diesel | Caterpillar | 3406 | 300 | 300 |  |  | 3488 W SHAW AVENUE | FRESNO | 93711 |  | (559) 431-5839
2606 | SJV | EMANUEL MEDICAL CENTER |  |  | N-3120-1-0 | 1093 BHP CATERPILLAR MODEL NO. 3508TA EMERGENCY DIESEL-FIRED IC ENGINE POWERING A 750 KW EMERGENCY ELECTRICAL GENERATOR SET. | Diesel | Caterpillar | 3508 TA | 750 | 750 |  |  | 825 DELBON AVENUE | TURLOCK | 95382 |  | (916) 558-1900
2607 | SJV | EMANUEL MEDICAL CENTER |  |  | N-3120-2-0 | 1093 BHP CATERPILLAR MODEL NO. 3508TA EMERGENCY DIESEL-FIRED IC ENGINE POWERING AN 750 KW EMERGENCY ELECTRICAL GENERATOR SET. | Diesel | Caterpillar | 3508 TA | 750 | 750 |  |  | 825 DELBON AVENUE | TURLOCK | 95382 |  | (916) 558-1900
2608 | SJV | EQUILON PIPELINE COMPANY LLC |  |  | C-1234-10-1 | 465 BHP CUMMINS MODEL NTTA-855G DIESEL ENGINE FOR EMERGENCY ELECTRICAL POWER | Diesel | Cummins | NTTA-855G | 310 |  |  | 465 | NW SEC. 17, T20S, R15E | COALINGA | 93210 |  | (209) 327-0110
2609 | SJV | FEDERAL PRISON @ TAFT |  |  | S-2718-3-0 | 1109 HP CATERPILLER MODEL 3412 EMERGENCY DIESEL FIRED I.C. ENGINE DRIVING ELECTRICAL GENERATOR EQUIPPED WITH TURBOCHARGER, INTERCOOLER/AFTERCOOLER, AND POSITIVE CRANKCASE VENTILATION (PCV) | Diesel | Caterpillar | 3412 | 739.3333 |  | 1109 |  | 1500 CADET ROAD | TAFT | 93268 |  | (661) 763-2510
2610 | SJV | FRESNO COGENERATION PARTNERS |  |  | C-14-5-2 | 534 HP CATERPILLAR DIESEL I.C. ENGINE MODEL 3406B POWERING AN EMERGENCY ELECTRICAL GENERATOR.. | Diesel | Caterpillar | 3406B | 356 |  | 534 |  | 8105 S LASSEN AVE | SAN JOAQUIN | 93660 |  | (209) 693-2494
2611 | SJV | FRESNO COMMUNITY HOSPITAL |  |  | C-540-4-0 | 2,520.0 HP CATERPILLAR MODEL 3516 DIESEL IC ENGINE WITH TURBOCHARGER AND AFTERCOOLER, S/N 25Z00973, POWERING A 1750 KW EMERGENCY ELECTRICAL GENERATOR. | Diesel | Caterpillar | 3516 | 1750 | 1750 |  |  | 2823 FRESNO ST | FRESNO | 93721 |  | (209) 442-3975
2612 | SJV | FRESNO COMMUNITY HOSPITAL |  |  | C-540-3-0 | 2,307.0 HP CATERPILLAR MODEL 3516 DIESEL IC ENGINE WITH TURBOCHARGER AND AFTERCOOLER, S/N 25Z02178, POWERING A 1730 KW EMERGENCY ELECTRICAL GENERATOR. | Diesel | Caterpillar | 3516 | 1730 | 1730 |  |  | 2823 FRESNO ST | FRESNO | 93721 |  | (209) 442-3975
2613 | SJV | FRESNO COUNTY BUILD MAINT DIV |  |  | C-1623-1-0 | ONE 1005.5 HP CATERPILLAR MODEL 3508Di DIESEL-FIRED INTERNAL COMBUSTION ENGINE DRIVING A 750 KW EMERGENCY ELECTRICAL GENERATOR(BLDG 509). | Diesel | Caterpillar | 3508 DI | 750 | 750 |  |  | 1020 S. TENTH | FRESNO | 93702 |  | (209) 488-3242
2614 | SJV | FRESNO COUNTY BUILD MAINT DIV |  |  | C-1624-2-0 | 450 HP DIESEL-FIRED CATERPILLAR MODEL 3406 INTERNAL COMBUSTION ENGINE DRIVING A 300 KW EMERGENCY ELECTRICAL GENERATOR (BLDG 605). | Diesel | Caterpillar | 3406 | 300 | 300 |  |  | 2204 FRESNO ST | FRESNO | 93721 |  | (209) 488-3242
2615 | SJV | FRESNO COUNTY BUILD MAINT DIV |  |  | C-1625-4-0 | 900 HP DIESEL-FIRED CUMMINS MODEL VTA28-G2 INTERNAL COMBUSTION ENGINE DRIVING A 500 KW EMERGENCY ELECTRICAL GENERATOR. | Diesel | Cummins | VTA28-G2 | 500 | 500 |  |  | 2220 TULARE ST | FRESNO | 93721 |  | (209) 488-3242
2616 | SJV | FRESNO COUNTY BUILD MAINT DIV |  |  | C-1629-5-0 | 1,050 HP DETROIT I/C ENGINE, MODEL #16V-92TA, FIRED WITH #2 FUEL OIL AND DRIVING A 750 KW KOHLER GENERATOR DESIGNED TO SUPPLY POWER DURING AN EMERGENCY (BLDG 608). | Diesel | Detroit Diesel | 16V-92TA | 750 | 750 |  |  | 1225 M STREET | FRESNO | 93721 |  | (209) 488-3242
2617 | SJV | FRESNO COUNTY BUILD MAINT DIV |  |  | C-1629-3-0 | 1,500 HP CATERPILLAR MODEL 3512 STANDBY IC ENGINE DRIVING A 1,100 KW EMERGENCY POWER GENERATOR, SN 24201743 (BLDG 607). | Diesel | Caterpillar | 3512 | 1100 | 1100 |  |  | 1225 M STREET | FRESNO | 93721 |  | (209) 488-3242
2618 | SJV | FRESNO SURGERY & RECOVERY CARE |  |  | C-536-4-0 | 587 HP CATERPILLAR IC ENGINE POWERING A 371 KW EMERGENCY STANDBY ELECTRICAL GENERATOR SET, MODEL 3406B DI, SN 4RG01358. | Diesel | Caterpillar | 3406B DI | 371 | 371 |  |  | 6125 N FRESNO ST | FRESNO | 93710 |  | (209) 431-8000
2619 | SJV | FRESNO/CLOVIS REGIONAL WWTP |  |  | C-535-10-1 | 2518 HP CATERPILLAR MODEL 3516 EMERGENCY TURBOCHARGED DIESEL-FIRED IC ENGINE POWERING 1750 KW GENERATOR. | Diesel | Caterpillar | 3516 | 1750 | 1750 |  |  | 5607 W JENSEN AVE | FRESNO | 93706 |  | (209) 498-1707
2620 | SJV | FRESNO/CLOVIS REGIONAL WWTP |  |  | C-535-17-1 | 455 HP CUMMINS MODEL NTA855 EMERGENCY DIESEL-FIRED IC ENGINE POWERING AN ONAN MODEL 350DFCC, 350 KW EMERGENCY GENERATOR SET. | Diesel | Cummins | NTA855 | 350 | 350 |  |  | 5607 W JENSEN AVE | FRESNO | 93706 |  | (209) 498-1707
2621 | SJV | GALLO GLASS COMPANY |  |  | N-1662-10-1 | ONE (1) 971.1 BHP CATERPILLAR TURBOCHARGED AND AFTERCOOLED DIESEL FIRED IC ENGINE (MODEL D349TTA-SCA/SERIAL NO. 61P485) SERVING A 724 KW EMERGENCY ELECTRICAL GENERATOR | Diesel | Caterpillar | D349TTA-SCA | 724 | 724 |  |  | 605 S SANTA CRUZ | MODESTO | 95354 |  | (209) 341-3411
2622 | SJV | GALLO GLASS COMPANY |  |  | N-1662-11-1 | ONE (1) 971.1 BHP CATERPILLAR TURBOCHARGED AND AFTERCOOLED DIESEL FIRED IC ENGINE (MODEL D349TTA-SCA/SERIAL NO. 61P486) SERVING A 724 KW EMERGENCY ELECTRICAL GENERATOR | Diesel | Caterpillar | D349TTA-SCA | 724 | 724 |  |  | 605 S SANTA CRUZ | MODESTO | 95354 |  | (209) 341-3411
2623 | SJV | GALLO GLASS COMPANY |  |  | N-1662-12-1 | ONE (1) 971.1 BHP CATERPILLAR TURBOCHARGED AND AFTERCOOLED DIESEL FIRED IC ENGINE (MODEL D349TTA-SCA/SERIAL NO. 61P549) SERVING A 724 KW EMERGENCY ELECTRICAL GENERATOR | Diesel | Caterpillar | D349TTA-SCA | 724 | 724 |  |  | 605 S SANTA CRUZ | MODESTO | 95354 |  | (209) 341-3411
2624 | SJV | GAP, INC. |  |  | C-3289-1-0 | 1818 BHP CATERPILLAR MODEL 3512 DIESEL-FIRED EMERGENCY IC ENGINE POWERING A 1250 KW ELECTRICAL GENERATOR. | Diesel | Caterpillar | 3512 | 1250 | 1250 |  |  | 3400 N. GAP DRIVE | FRESNO | 93727 |  | (805) 339-3422
2625 | SJV | GOLDEN BEAR OIL SPECIALTIES |  |  | S-44-141-1 | 609 HP DIESEL-FIRED EMERGENCY IC ENGINE DRIVING A ELECTRICAL GENERATOR, EQUIPMENT #D-203 | Diesel | N/A | N/A | 406 |  | 609 |  | 1134 MANOR ST | OILDALE | 93308 |  | (661) 393-7110
2626 | SJV | GTE OF CALIFORNIA |  |  | C-3026-1-0 | 755 HP CATERPILLAR MODEL 3412 DIESEL-FIRED, TURBO-CHARGED, AFTERCOOLED INTERNAL COMBUSTION ENGINE POWERING A 520 KW EMERGENCY GENERATOR. | Diesel | Caterpillar | 3412 | 520 | 520 |  |  | 1359 G STREET | REEDLEY | 91766-5432 |  | (209) 469-2261
2627 | SJV | GTE OF CALIFORNIA |  |  | N-1134-1-0 | 560 HP DIESEL FIRED IC ENGINE POWERING AN EMERGENCY GENERATOR | Diesel | N/A | N/A | 373.3333 |  | 560 |  | 430 W CENTER ST | MANTECA | 95336 |  | (909) 469-2260
2628 | SJV | GTE OF CALIFORNIA |  |  | N-1134-2-0 | ONE (1) 754 HP CATERPILLAR MODEL 3412 CAT DIESEL-FIRED EMERGENCY IC ENGINE POWERING A 500 KW ELECTRICAL GENERATOR | Diesel | Caterpillar | 3412 | 500 | 500 |  |  | 430 W CENTER ST | MANTECA | 95336 |  | (909) 469-2260
2629 | SJV | GUARDIAN INDUSTRIES CORP |  |  | C-598-1-2 | 1,115 HP CUMMINS MODEL 7421 DIESEL-FUELED I.C. ENGINE #1, POWERING A 750 KW EMERGENCY GENERATOR. | Diesel | Cummins | 7421 | 750 | 750 |  |  | 11535 E MOUNTAIN VIEW AVE | KINGSBURG | 93631 |  | (209) 896-6400
2630 | SJV | GUARDIAN INDUSTRIES CORP |  |  | C-598-2-2 | 1,115 HP CUMMINS MODEL 7421 DIESEL-FUELED I.C. ENGINE #2, POWERING A 750 KW EMERGENCY GENERATOR. | Diesel | Cummins | 7421 | 750 | 750 |  |  | 11535 E MOUNTAIN VIEW AVE | KINGSBURG | 93631 |  | (209) 896-6400
2631 | SJV | GUARDIAN INDUSTRIES CORP |  |  | C-598-3-2 | 1,115 HP CUMMINS MODEL 7421 DIESEL-FUELED I.C. ENGINE #3, POWERING A 750 KW EMERGENCY GENERATOR. | Diesel | Cummins | 7421 | 750 | 750 |  |  | 11535 E MOUNTAIN VIEW AVE | KINGSBURG | 93631 |  | (209) 896-6400
2632 | SJV | HANFORD COMMUNITY MEDICAL CTR |  |  | C-2384-1-0 | 749 HP DIESEL-FIRED CATERPILLAR MODEL 3412 DIT EMERGENCY IC ENGINE WITH TURBOCHARGER, SN 81204536, POWERING A 500 KW ELECTRICAL GENERATOR. | Diesel | Caterpillar | 3412 DIT | 500 | 500 |  |  | 450 GREENFIELD AVE | HANFORD | 93230 |  | (209) 582-9000
2633 | SJV | HANFORD COMMUNITY MEDICAL CTR |  |  | C-2384-2-0 | 519 HP DIESEL-FIRED CATERPILLAR MODEL 3406B DIT EMERGENCY IC ENGINE, SN 4RG01691, POWERING A 350 KW ELECTRICAL GENERATOR. | Diesel | Caterpillar | 3406B DIT | 350 | 350 |  |  | 450 GREENFIELD AVE | HANFORD | 93230 |  | (209) 582-9000
2634 | SJV | HANFORD L P |  |  | C-603-6-1 | 724 HP CATERPILLAR MODEL 3412 DIESEL-FIRED IC ENGINE, POWERING 475 KW EMERGENCY GENERATOR. | Diesel | Caterpillar | 3412 | 475 | 475 |  |  | 10596 IDAHO AVE | HANFORD | 93230 |  | (925) 431-1426
2635 | SJV | HANFORD MALL |  |  | C-3240-1-0 | 465 HP CUMMINS MODEL NTA855-G2 DIESEL-FIRED EMERGENCY IC ENGINE POWERING A 300 KW ELECTRICAL GENERATOR | Diesel | Cummins | NTA855-G2 | 300 | 300 |  |  | 1675 W LACEY BLVD | HANFORD | 93230 |  | (209) 583-1200
2636 | SJV | HARRY J PAPPAS-KFRE RADIO |  |  | S-3416-1-0 | 520 BHP CUMMINS MODEL VT1710 PG635 DIESEL-FIRED EMERGENCY IC ENGINE POWERING A 350 KW ELECTRICAL GENERATOR | Diesel | Cummins | VT1710 | 350 | 350 |  |  | 11058 EAST AVENUE 384 | CUTLER | 93615 |  | (209) 255-2600
2637 | SJV | HUME LAKE CHRISTIAN CAMP |  |  | C-645-6-0 | 650 HP DETROIT DIESEL ENGINE, MODEL 7123-7300 WITH TURBOCHARGER POWERING A 350 KW EMERGENCY ELECTRICAL GENERATOR. | Diesel | Detroit Diesel | 7123-7300 | 350 | 350 |  |  | 64144 HUME LAKE RD | HUME LAKE | 93628 |  | (209) 335-2881
2638 | SJV | HUME LAKE CHRISTIAN CAMP |  |  | C-645-7-0 | 755 HP DETROIT DEISEL ENGINE, MODEL 7163-7305 WITH TURBOCHARGER, POWERING A 455 KW EMERGENCY ELECTRICAL GENERATOR. | Diesel | Detroit Diesel | 7163-7305 | 455 | 455 |  |  | 64144 HUME LAKE RD | HUME LAKE | 93628 |  | (209) 335-2881
2639 | SJV | J R SIMPLOT COMPANY |  |  | C-705-2-1 | 469.0 HP CATERPILLAR MODEL 3406 DIESEL-FIRED EMERGENCY INTERNAL COMBUSTION ENGINE DRIVING A 313 KVA ELECTRICAL GENERATOR | Diesel | Caterpillar | 3406 | 312.6667 |  | 469 |  | 12688 S COLORADO AVE | HELM | 93627 |  | (209) 866-5681
2640 | SJV | JOSEPH GALLO FINE CHEESE |  |  | N-1660-4-0 | 800 HP CUMMINS (MODEL # VT 12-800-GSGC) DIESEL-FIRED EMERGENCY IC ENGINE POWERING A 500 KW ELECTRICAL GENERATOR. | Diesel | Cummins | VT 12-800- GSGC | 500 | 500 |  |  | 10561 W HIGHWAY 140 | LIVINGSTON | 95301 |  | (209) 394-8999
2641 | SJV | KAISER PERMANENTE MED CENTER |  |  | C-709-3-1 | 1027 HP CATERPILLAR MODEL 3508 DIESEL-FIRED EMERGENCY INTERNAL COMBUSTION ENGINE #1 POWERING A 700 KW ELECTRICAL GENERATOR. | Diesel | Caterpillar | 3508 | 700 | 700 |  |  | 7300 N FRESNO ST | FRESNO | 93720 |  | (209) 448-2900
2642 | SJV | KAISER PERMANENTE MED CENTER |  |  | C-709-4-1 | 1027 HP CATERPILLAR MODEL 3508 DIESEL-FIRED EMERGENCY INTERNAL COMBUSTION ENGINE #2 POWERING A 700 KW ELECTRICAL GENERATOR. | Diesel | Caterpillar | 3508 | 700 | 700 |  |  | 7300 N FRESNO ST | FRESNO | 93720 |  | (209) 448-2900
2643 | SJV | KAISER PERMANENTE MED CENTER |  |  | C-709-11-1 | 1027 HP CATERPILLAR MODEL 3508 DIESEL-FIRED EMERGENCY INTERNAL COMBUSTION ENGINE #3 POWERING A 700 KW ELECTRICAL GENERATOR. | Diesel | Caterpillar | 3508 | 700 | 700 |  |  | 7300 N FRESNO ST | FRESNO | 93720 |  | (209) 448-2900
2644 | SJV | KAISER PERMANENTE MED CENTER |  |  | C-709-12-1 | 1027 HP CATERPILLAR MODEL 3508 DIESEL-FIRED EMERGENCY INTERNAL COMBUSTION ENGINE #4 POWERING A 700 KW ELECTRICAL GENERATOR. | Diesel | Caterpillar | 3508 | 700 | 700 |  |  | 7300 N FRESNO ST | FRESNO | 93720 |  | (209) 448-2900
2645 | SJV | KAISER PERMANENTE MEDICAL CTR. |  |  | N-2654-3-0 | ONE (1) 1,456 HP CATERPILLAR DIESEL FIRED IC ENGINE (MODEL 3508) EQUIPPED WITH TURBOCHARGER AND AFTERCOOLER POWERING AN EMERGENCY GENERATOR | Diesel | Caterpillar | 3508 | 976.6667 |  | 1465 |  | 7373 N WEST LANE | STOCKTON | 95210 |  | (209) 476-3023
2646 | SJV | KAWEAH DELTA DISTRICT HOSPITAL |  |  | S-318-3-0 | 1456 HP CATERPILLAR MODEL 3508 TURBOCHARGED DIESEL I.C. ENGINE, SERIAL# 1ZF00626, POWERING 1000 KW EMERGENCY GENERATOR | Diesel | Caterpillar | 3508 | 1000 | 1000 |  |  | 400 WEST MINERAL KING RD | VISALIA | 93291 |  | (559) 625-2693
2647 | SJV | KAWEAH DELTA DISTRICT HOSPITAL |  |  | S-318-4-0 | 1456 HP CATERPILLAR MODEL 3508 TURBOCHARGED DIESEL I.C. ENGINE, SERIAL# 1ZF00624, POWERING 1000 KW EMERGENCY GENERATOR | Diesel | Caterpillar | 3508 | 1000 | 1000 |  |  | 400 WEST MINERAL KING RD | VISALIA | 93291 |  | (559) 625-2693
2648 | SJV | KERN COUNTY GENERAL SERVICES |  |  | S-9-1-0 | 1,330 HP CATERPILLAR MODEL 3512) TURBOCHARGED DIESEL EMERGENCY IC ENGINE DRIVING A 895 KW ELECTRICAL GENERATOR (1415 TRUXTUN, SUPERIOR COURT BUILDING) | Diesel | Caterpillar | 3512 | 895 | 895 |  |  | 1115 - 1415 TRUXTUN AVE | BAKERSFIELD | 93301 |  | (661) 861-2491
2649 | SJV | KERN COUNTY GENERAL SERVICES |  |  | S-9-6-0 | 540 HP DETROIT DIESEL EMERGENCY IC ENGINE DRIVING A 400 KW ELECTRICAL GENERATOR (1215 TRUXTUN, MUNICIPAL COURT BUILDING) | Diesel | Detroit Diesel | N/A | 400 | 400 |  |  | 1115 - 1415 TRUXTUN AVE | BAKERSFIELD | 93301 |  | (661) 861-2491
2650 | SJV | KERN COUNTY GENERAL SERVICES |  |  | S-12-1-0 | 535 HP EMERGENCY STANDBY CUMMINS TURBOCHARGED I.C. ENGINE SERIAL #30315954 DRIVING CUMMINS ELECTRAL GENERATOR MODEL #249-0152-04 AND SERIAL #W320414 | Diesel | Cummins | N/A | 356.6667 |  | 535 |  | 2100 COLLEGE AVE | BAKERSFIELD | 93305 |  | (661) 861-2491
2651 | SJV | KERN COUNTY GENERAL SERVICES |  |  | S-15-1-0 | 500 HP EMERGENCY STANDBY DIESEL FIRED HIND TURBOCHARGED I.C. ENGINE MODEL #11411-1941 DRIVING GE GENERATOR MODEL #G420CBP-250, SERIAL #JF11093 | Diesel | Hind | 11411-1941 | 333.3333 |  | 500 |  | 2601 PANORAMA DR | BAKERSFIELD | 93306 |  | (661) 861-2491
2652 | SJV | KERN COUNTY GENERAL SERVICES |  |  | S-9-8-0 | 1190 HP CUMMINS MODEL #KTA38-G1 DIESEL EMERGENCY IC ENGINE DRIVING AN ONAN 750 KW ELECTRICAL GENERATOR (1415 TRUXTUN, SUPERIOR COURT BUILDING) | Diesel | Cummins | KTA38-G1 | 750 | 750 |  |  | 1115 - 1415 TRUXTUN AVE | BAKERSFIELD | 93301 |  | (661) 861-2491
2653 | SJV | KERN COUNTY SHERIFF DEPT LERDO |  |  | S-1458-6-0 | 1308 HP CATERPILLAR MODEL D399 DIESEL-FIRED EMERGENCY IC ENGINE WITH TURBOCHARGER AND PCV POWERING A 780 KW ELECTRIC GENERATOR | Diesel | Caterpillar | D399 | 780 | 780 |  |  | 17635 INDUSTRIAL FARM ROAD | BAKERSFIELD | 93308 |  | (661) 399-9529
2654 | SJV | KERN COUNTY SUPT OF SCHOOLS |  |  | S-2634-1-0 | 821 HP TURBOCHARGED DIESEL INTERNAL COMBUSTION ENGINE POWERING 625 KW EMERGENCY GENERATOR. | Diesel | N/A | N/A | 625 | 625 |  |  | 1300 17TH STREET | BAKERSFIELD | 93301 |  | (661) 636-4000
2655 | SJV | KERN MEDICAL CENTER |  |  | S-1678-5-1 | 1,135 BRAKE HP CUMMINGS KT-2300-GS TURBO CHARGED DIESEL FIRED INTERNAL COMBUSTION ENGINE DRIVING EMERGENCY GENERATOR | Diesel | Cummins | KT-2300-GS | 756.6667 |  |  | 1135 | 1830 FLOWER STREET | BAKERSFIELD | 93305 |  | (661) 326-2101
2656 | SJV | KERN MEDICAL CENTER |  |  | S-1678-9-0 | 1098 HP DIESEL FUEL-FIRED CATERPILLAR, MODEL 3508 DITA, EMERGENCY STAND-BY IC ENGINE DRIVING 750 KW GENERATOR | Diesel | Caterpillar | 3508 DITA | 750 | 750 |  |  | 1830 FLOWER STREET | BAKERSFIELD | 93305 |  | (661) 326-2101
2657 | SJV | KERN MEDICAL CENTER |  |  | S-1678-21-0 | 1108 HP CATERPILLAR MODEL 3412 DIESEL IC ENGINE WITH TURBOCHARGER AND AFTERCOOLER POWERING A 750 KW EMERGENCY GENERATOR | Diesel | Caterpillar | 3412 | 750 | 750 |  |  | 1830 FLOWER STREET | BAKERSFIELD | 93305 |  | (661) 326-2101
2658 | SJV | KERN OIL & REFINING COMPANY |  |  | S-37-80-0 | 471 HP DETROIT MODEL 12V71T DIESEL FIRED IC ENGINE DRIVING AN EMERGENCY GENERATOR | Diesel | Detroit Diesel | 12V-71T | 314 |  | 471 |  | PANAMA LN & WEEDPATCH HWY | BAKERSFIELD | 93307-9210 |  | (661) 845-0761
2659 | SJV | KINGS VIEW HOSPITAL |  |  | C-728-4-0 | 400 HP CATERPILLAR MODEL 3406 DIESEL INTERNAL COMBUSTION ENGINE POWERING 300 KW EMERGENCY GENERATOR. | Diesel | Caterpillar | 3406 | 300 | 300 |  |  | 42675 ROAD 44 | REEDLEY | 93654
2660 | SJV | KMPH TV-PAPPAS TELECASTING |  |  | S-3438-1-0 | 896 HP CATERPILLAR MODEL 3412 DIESEL-FIRED EMERGENCY IC ENGINE EQUIPPED WITH TURBOCHARGER, INTERCOOLER/AFTERCOOLER, AND POSITIVE CRANKCASE VENTILATION SYSTEM, DRIVING 600 KW CATERPILLAR MODEL SR4B ELECTRICAL GENERATOR | Diesel | Caterpillar | 3412 | 600 | 600 |  |  | BALDY RIDGE SITE | SEQUOIA NF | 93262 |  | 559 255 2600
2661 | SJV | KMPH TV-PAPPAS TELECASTING INC |  |  | S-3456-1-0 | 1070 HP DETROIT DIESEL 12V-149T DIESEL-FIRED EMERGENCY IC ENGINE EQUIPPED WITH TURBOCHARGER, POWERING A 755 KW ELECTRICAL GENERATOR (36 DEG. 17'12" N, 118 DEG. 50'20" W) | Diesel | Detroit Diesel | 12V-149T | 755 | 755 |  |  | BLUE RIDGE MICROWAVE SITE | SPRINGVILLE | 93727-1965 |  | 559-255-2600
2662 | SJV | KRAFT FOODS, INC |  |  | S-843-3-1 | 600 HP DIESEL FIRED KOHLER EMERGENCY I.C. ENGINE WITH ELECTRICAL GENERATOR | Diesel | Kohler | N/A | 400 |  | 600 |  | 10800 AVENUE 184 | TULARE | 93274-9514 |  | (559) 685-0790
2663 | SJV | KSEE TV |  |  | C-3077-1-0 | 534 HP CATERPILLAR MODEL 3406 DI DIESEL-FIRED EMERGENCY IC ENGINE USED TO POWER A 350 KW GENERATOR FOR TELEVISION BROADCASTING EQUIPMENT. | Diesel | Caterpillar | 3406 DITA | 350 | 350 |  |  | BEAR MOUNTAIN KSEE TRANSMITTER | SITE NEAR SANGE | 93727 |  | (209) 454-2498
2664 | SJV | KSFN-TV/ABC INC |  |  | C-3163-1-0 | 480 HP CUMMINS DIESEL EMERGENCY IC ENGINE, MODEL # NTA855-G3, POWERING A 350 KW ELECTRICAL GENERATOR. | Diesel | Cummins | NTA855-G3 | 350 | 350 |  |  | 41986 RINGTAIL LANE | MEADOW LAKES | 93602 |  | (209) 442-1170
2665 | SJV | LAMONT PUBLIC UTILITY DIST |  |  | S-2811-2-0 | 465 HP CUMMINS DIESEL-FIRED EMERGENCY I.C. ENGINE WITH TURBOCHARGER, AFTERCOOLER, POSITIVE CRANKCASE VENTILATION POWERING A 300 KW ONAN EMERGENCY GENERATOR | Diesel | Cummins | N/A | 300 | 300 |  |  | BEAR MTN BLVD | BAKERSFIELD | 93307 |  | (805) 845 1213
2666 | SJV | LEE DEVELOPMENT GROUP |  |  | S-3502-1-0 | 474 HP DETROIT DIESEL MODEL 6V92-TA DIESEL-FIRED EMERGENCY IC ENGINE EQUIPPED WITH TURBOCHARGER, AFTERCOOLER (WATER), AND POSITIVE CRANKCASE VENTILATION SYSTEM, DRIVING 300 KW KOHLER MODEL 300ROZD-R ELECTRICAL GENERATOR | Diesel | Detroit Diesel | 6V-92TA | 300 | 300 |  |  | 1300 18TH STREET | BAKERSFIELD | 93301 |  | 661 395 0541
2667 | SJV | LEVEL 3 COMMUNICATIONS LLC |  |  | C-3690-1-0 | 449 HP CATERPILLAR MODEL 3406C DIESEL-FIRED EMERGENCY IC ENGINE POWERING A 300 KW ELECTRICAL GENERATOR | Diesel | Caterpillar | 3406C | 300 | 300 |  |  | 11090 10 1/2 AVE | HANFORD | 93230 |  | (925) 398-3025
2668 | SJV | LEVEL 3 COMMUNICATIONS LLC |  |  | N-4384-1-0 | 449 BHP CATERPILLAR MODEL NUMBER 3406C DIESEL-FIRED EMERGENCY IC ENGINE DRIVING A CATERPILLAR MODEL 3406 300 KW ELECTRICAL GENERATOR | Diesel | Caterpillar | 3406C | 300 | 300 |  |  | INTERSECTION OF FRANKLIN ROAD AND UNION | MERCED | 95340
2669 | SJV | LEVEL 3 COMMUNICATIONS, LLC |  |  | S-3666-1-0 | 449 HP CATERPILLAR MODEL 3406 DIESEL FIRED EMERGENCY I.C. ENGINE, EQUIPPED WITH TURBOCHARGER W/AFTERCOOLER AND POSITIVE CRANKCASE VENTILATION SYSTEM, POWERING A 300 KW ELECTRICAL GENERATOR. | Diesel | Caterpillar | 3406 | 300 | 300 |  |  | INTERSECTION OF BURLINGTON NORTHERN | POND | 93280
2670 | SJV | LEVEL 3 COMMUNICATIONS, LLC |  |  | S-3704-1-0 | 449 HP CATERPILLAR MODEL 3406C DIESEL-FIRED EMERGENCY IC ENGINE POWERING A 300 KW ELECTRIC GENERATOR | Diesel | Caterpillar | 3406C | 300 | 300 |  |  | 7731 DIMILLER DRIVE | BAKERSFIELD | 93307
2671 | SJV | LINDSAY CITY OF |  |  | S-3228-1-0 | 725 HP DIESEL FUELED BUDA EMERGENCY IC ENGINE POWERING A 500 KW GENERATOR. | Diesel | Buda | N/A | 500 | 500 |  |  | 185 NORTH GALE HILL | LINDSAY | 93247 |  | 559-562-2511
2672 | SJV | LODI MEMORIAL HOSPITAL |  |  | N-496-2-1 | 755 HP CATERPILLAR, MODEL NO. 3412, DIESEL-FIRED IC EMERGENCY ENGINE POWERING A 520 KW EMERGENCY GENERATOR (#1). | Diesel | Caterpillar | 3412 | 520 | 520 |  |  | 975 S. FAIRMONT | LODI | 95240 |  | (209) 339-7680
2673 | SJV | LODI MEMORIAL HOSPITAL |  |  | N-496-3-1 | 755 HP CATERPILLAR, MODEL NO. 3412, DIESEL-FIRED IC EMERGENCY ENGINE POWERING A 520 KW EMERGENCY GENERATOR (#2). | Diesel | Caterpillar | 3412 | 520 | 520 |  |  | 975 S. FAIRMONT | LODI | 95240 |  | (209) 339-7680
2674 | SJV | LOWES H I W, INC |  |  | S-3659-1-0 | 550 HP DETROIT DIESEL MODEL 6063-TK35 DIESEL FIRED EMERGENCY I.C. ENGINE, EQUIPPED WITH TURBOCHARGER, DRIVING A 355 KW ELECTRICAL GENERATOR. | Diesel | Detroit Diesel | 6063-TK35 | 355 | 355 |  |  | 7825 ROSEDALE HIGHWAY | BAKERSFIELD | 93308
2675 | SJV | M.C.I. TELECOM. |  |  | N-3812-1-0 | ONE (1) 947 BHP "DETROIT DIESEL" DIESEL FIRED TURBOCHARGED AND AFTERCOOLED IC ENGINE (MODEL 8123-7416) POWERING A 600 KW EMERGENCY GENERATOR. | Diesel | Detroit Diesel | 8123-7416 | 600 | 600 |  |  | 6436 OAKDALE ROAD | RIVERBANK | 95367 |  | (209) 863-3027
2676 | SJV | MADERA COMMUNITY HOSPITAL |  |  | C-803-5-1 | 805 HP EMERGENCY CATERPILLAR IC ENGINE, MODEL #3408, POWERING AN ELECTRICAL GENERATOR. | Diesel | Caterpillar | 3408 | 536.6667 |  | 805 |  | 1250 E ALMOND AVE | MADERA | 93639 |  | (209) 673-5101 X5926
2677 | SJV | MADERA COUNTY ENGINEERING DEPT |  |  | C-3324-1-0 | 600 HP CUMMINS MODEL KTA19-G2 DIESEL FIRED EMERGENCY IC ENGINE POWERING A 400 KW ELECTRICAL GENERATOR. | Diesel | Cummins | KTA19-G2 | 400 | 400 |  |  | 14191 ROAD 28 | MADERA | 93637 |  | (559) 675-7817
2678 | SJV | MALAGA COUNTY WATER DISTRICT |  |  | C-2876-1-0 | 587 BHP CATERPILLAR MODEL 3406C DIESEL IC ENGINE, WITH TURBOCHARGER AND AFTERCOOLER, POWERING A 400 KW EMERGENCY GENERATOR FOR WASTEWATER TREATMENT PROCESS. | Diesel | Caterpillar | 3406C | 400 | 400 |  |  | 3749 S MAPLE AVE | FRESNO | 93725 |  | (209) 485-7358
2679 | SJV | MCFARLAND MUTUAL WATER CO |  |  | S-3235-1-0 | 450 HP CATERPILLAR MODEL 3406 DIESEL EMERGENCY IC ENGINE DRIVING A 300 KW ELECTRICAL GENERATOR, ALSO APPROVED TO OPERATE ON THE SOUTH SIDE OF THE ALLEY BEHIND 140 SECOND STREET IN MCFARLAND | Diesel | Caterpillar | 3406 | 300 | 300 |  |  | W. END OF HAIL LN, SOUTH SIDE | MCFARLAND | 93250 |  | (661) 792-3058
2680 | SJV | MCI INTERNATIONAL |  |  | N-2679-1-0 | ONE (1) 650 HP CATERPILLAR MODEL #D379 DIESEL FIRED IC ENGINE POWERING AN EMERGENCY GENERATOR | Diesel | Caterpillar | D379 | 433.3333 |  | 650 |  | 2500 W TURNER RD | LODI | 95242 |  | (209) 367-2600
2681 | SJV | MCI TELECOMMUNICATIONS, INC. |  |  | N-533-2-0 | 465 BHP CUMMINS, MODEL NTA 855G2, DIESEL-FIRED EMERGENCY IC ENGINE POWERING A 300 KW ELECTRIC GENERATOR. | Diesel | Cummins | NTA855-G2 | 300 | 300 |  |  | 28455 S. CORRAL HOLLOW RD | TRACY | 96376 |  | (916) 373-4606
2682 | SJV | MEMORIAL HOSPITAL NORTH |  |  | N-2022-14-0 | 2167 HP CATERPILLAR MODEL 3512 DITA DIESEL-FIRED EMERGENCY IC ENGINE POWERING AN ELECTRICAL GENERATOR | Diesel | Caterpillar | 3512 DITA | 1444.6667 |  | 2167 |  | 1700 COFFEE RD | MODESTO | 95355 |  | (209) 569-7396
2683 | SJV | MEMORIAL HOSPITAL NORTH |  |  | N-2022-15-0 | 2167 BHP CATERPILLAR MODEL #3512 DITA DIESEL-FIRED EMERGENCY IC ENGINE POWERING AN ELECTRICAL GENERATOR | Diesel | Caterpillar | 3512 DITA | 1444.6667 |  | 2167 |  | 1700 COFFEE RD | MODESTO | 95355 |  | (209) 569-7396
2684 | SJV | MENDOTA BIOMASS POWER, LTD |  |  | C-825-1-0 | 890 HP CATERPILLAR MODEL 3412 DIESEL-FUELED IC ENGINE WITH TURBOCHARGER POWERING A 750 KW EMERGENCY GENERATOR. | Diesel | Caterpillar | 3412 | 750 | 750 |  |  | 400 GUILLEN PARKWAY | MENDOTA | 93640 |  | (559) 655-4921
2685 | SJV | MENNONITE BRETHREN HOMES, INC. |  |  | C-3007-2-0 | 535 HP CUMMINGS ONAN (MODEL # NTA855-G3) EMERGENCY DIESEL-FIRED IC ENGINE DRIVING A 350 KW ELECTRICAL GENERATOR. | Diesel | Cummins | NTA855-G3 | 350 | 350 |  |  | 701 W. HERBERT | REEDLEY | 93654 |  | (209) 638-6933
2686 | SJV | MERCED COUNTY, PUBLIC WORKS |  |  | N-3182-2-0 | ONE (1) 680 HP DIESEL FUELED CUMMINS (MODEL KTTA19-G2-6) I.C. ENGINE SERVING A 500 KW MARATHON (MODEL 572RSL2037) EMERGENCY GENERATOR. | Diesel | Cummins | KTTA19-G2-6 | 500 | 500 |  |  | 2584 WEST SANDY MUSH ROAD | EL NIDO | 95317 |  | (385) 747-7
2687 | SJV | MERCY HOSPITAL |  |  | S-1-4-1 | 890 BHP DIESEL FIRED CAT MODEL 3412 EMERGENCY INTERNAL COMBUSTION ENGINE WITH 600 KW CAT SR4 ELECTRIC GENERATOR. | Diesel | Caterpillar | 3412 | 600 | 600 |  |  | 2215 TRUXTUN AVE | BAKERSFIELD | 93301 |  | (661) 327-3371
2688 | SJV | MERCY HOSPITAL |  |  | S-831-1-1 | 1,600 BHP TURBO-CHARGED DIESEL-FIRED CAT MODEL 3512 I.C. ENGINE POWERING ONE 1100 KW EMERGENCY GENERATOR | Diesel | Caterpillar | 3512 | 1100 | 1100 |  |  | 400 OLD RIVER ROAD | BAKERSFIELD | 93309 |  | (661) 327-3371
2689 | SJV | MERCY WESTSIDE HOSPITAL |  |  | S-1707-2-0 | 400 KW EMERGENCY ELECTRICAL GENERATOR POWERED BY CATERPILLAR MODEL 3406, 587 BHP DIESEL FIRED I.C. ENGINE WITH TURBOCHARGER AND AFTERCOOLER | Diesel | Caterpillar | 3406 | 400 | 400 |  |  | 110 E NORTH ST | TAFT | 93268 |  | (661) 632-5377
2690 | SJV | MODESTO ENERGY LIMITED PARTNER |  |  | N-2045-4-1 | ONE 2020 HP DETROIT DIESEL MODEL 149 9163-7316 TURBOCHARGED AND AFTERCOOLED IC ENGINE SERVING AN EMERGENCY STANDBY 1,500 KW GENERATOR | Diesel | Detroit Diesel | 149 9163-7316 | 1500 | 1500 |  |  | 4549 INGRAM CREEK ROAD | WESTLEY | 95387 |  | (925) 244-1100
2691 | SJV | MUNICIPAL RESOURCE CONSULTANTS |  |  | C-3310-1-0 | 535 HP CUMMINS MODEL NTA855-G3 DIESEL-FIRED EMERGENCY IC ENGINE, EQUIPPED WITH TURBOCHARGER, INTERCOOLER/AFTERCOOLER AND POSITIVE CRANKCASE VENTILATION. THE ENGINE POWERS A 350KW ELECTRIC GENERATOR | Diesel | Cummins | NTA855-G3 | 350 | 350 |  |  | 3433 W SHAW | FRESNO | 93711 |  | (559) 271-6865
2692 | SJV | NAS LEMOORE |  |  | C-2106-1-0 | 487 HP CATERPILLAR MODEL #3406B-D1 EMERGENCY IC ENGINE, DIESEL FIRED, 6 CYLINDER INLINE. THE ENGINE IS LOCATED IN THE CONTROL TOWER - BUILDING 001. | Diesel | Caterpillar | 3406B DI | 324.6667 |  | 487 |  | NAVAL AIR STATION LEMOORE | LEMOORE | 93246-5001 |  | (209) 998-4113
2693 | SJV | NAS LEMOORE |  |  | C-2106-2-0 | 749 HP CATERPILLAR MODEL #3412 12 CYLINDER DIESEL-FIRED EMERGENCY IC ENGINE. THE ENGINE IS LOCATED IN BUILDING 003 - THE FIELD LIGHTING VAULT. | Diesel | Caterpillar | 3412 | 530.6667 |  | 796 |  | NAVAL AIR STATION LEMOORE | LEMOORE | 93246-5001 |  | (209) 998-4113
2694 | SJV | NAS LEMOORE |  |  | C-2106-9-0 | 749 HP CATERPILLAR MODEL #3412, 12 CYLINDER, DIESEL-FIRED, EMERGENCY IC ENGINE. THIS ENGINE IS LOCATED IN BUILDING 468 - APPROACH LIGHT VAULT. | Diesel | Caterpillar | 3412 | 499.3333 |  | 749 |  | NAVAL AIR STATION LEMOORE | LEMOORE | 93246-5001 |  | (209) 998-4113
2695 | SJV | NAS LEMOORE |  |  | C-2341-16-0 | 550 HP CATERPILLAR MODEL 3408 B STANDBY IC ENGINE, SERIAL #78Z05408, DRIVING A 365 KW EMERGENCY POWER GENERATOR. LOCATED IN BUILDING 722 - WATER TREATMENT PLANT. | Diesel | Caterpillar | 3408B | 365 | 365 |  |  | NAVAL AIR STATION LEMOORE | LEMOORE | 93246-5001 |  | (209) 998-4070
2696 | SJV | NAS LEMOORE |  |  | C-2341-22-0 | 1,550 HP DETROIT DIESEL, MODEL 7243-7406, DIESEL-FIRED EMERGENCY IC ENGINE DRIVING 1,000 KW, 3 PHASE GENERATOR. LOCATED IN NEW BASE HOSPITAL | Diesel | Detroit Diesel | 7243-7406 | 1000 | 1000 |  |  | NAVAL AIR STATION LEMOORE | LEMOORE | 93246-5001 |  | (209) 998-4070
2697 | SJV | NAS LEMOORE |  |  | C-2341-7-0 | 586 HP DETROIT MODEL #81237300, 12 CYLINDER, DIESEL-FIRED EMERGENCY IC ENGINE. LOCATED IN BUILDING 928 - MOTOR GENERATOR BUILDING. | Diesel | Detroit Diesel | 8123700 | 390.6667 |  | 586 |  | NAVAL AIR STATION LEMOORE | LEMOORE | 93246-5001 |  | (209) 998-4070
2698 | SJV | NAS LEMOORE |  |  | C-2341-23-0 | 1,550 HP DETROIT DIESEL, MODEL 7243-7406, DIESEL-FIRED EMERGENCY IC ENGINE DRIVING 1,000 KW, 3 PHASE GENERATOR. LOCATED IN NEW BASE HOSPITAL | Diesel | Detroit Diesel | 7243-7406 | 1000 | 1000 |  |  | NAVAL AIR STATION LEMOORE | LEMOORE | 93246-5001 |  | (209) 998-4070
2699 | SJV | NORTH OF RIVER SANITARY DIST |  |  | S-489-3-0 | ONE 450 HP DIESEL-FIRED IC ENGINE DRIVING AN EMERGENCY/STANDBY GENERATOR | Diesel | N/A | N/A | 300 |  | 450 |  | 5001 OLIVE DR | BAKERSFIELD | 93308 |  | (805) 393-5411
2700 | SJV | NORTHERN CALIFORNIA WOMENS FAC |  |  | N-1138-1-0 | CATERPILLAR (MODEL 3412) 723 HP DIESEL-FIRED ENGINE POWERING AN EMERGENCY GENERATOR. | Diesel | Caterpillar | 3412 | 482 |  | 723 |  | 7150 ARCH ROAD | STOCKTON | 95213 |  | (209) 943-1600
2701 | SJV | NORTHERN CALIFORNIA YOUTH CNTR |  |  | N-581-27-0 | 1425 BHP WAUKESHA MODEL NO. VHP5900GST NATURAL GAS FIRED EMERGENCY IC ENGINE POWERING A 1000 KW EMERGENCY GENERATOR. (N.A. CHADERJIAN SCHOOL) | Natural Gas | Waukesha | VHP5900GST | 1000 | 1000 |  |  | 7650 S NEWCASTLE ROAD | STOCKTON | 95205 |  | (209) 944-6011
2702 | SJV | OCCIDENTAL OF ELK HILLS, INC. |  |  | S-382-421-1 | 773 BHP WAUKESHA NATURAL GAS FIRED EMERGENCY I.C. ENGINE UNX# 14100 | Natural Gas | Waukesha | N/A | 515.3333 |  |  | 773 | LIGHT OIL WESTERN |  |  |  | (661) 763-6068
2703 | SJV | OCEANIC CALIFORNIA INC |  |  | S-1375-1-0 | 750 BRAKE HP CATERPILLAR DIESEL-FIRED STANDBY IC ENGINE DRIVING EMERGENCY ELECTRICAL GENERATOR | Diesel | Caterpillar | N/A | 500 |  |  | 750 | 10000 MING AVE | BAKERSFIELD | 93311 |  | (805) 835-6031
2704 | SJV | ORANGE AVENUE DISPOSAL |  |  | C-2425-2-1 | 520 HP DIESEL FUELED IC ENGINE POWERING A 350 KW EMERGENCY GENERATOR | Diesel | N/A | N/A | 350 | 350 |  |  | 3510 S ORANGE AVE | FRESNO | 93725 |  | (209) 233-1158
2705 | SJV | ORCHARD SUPPLY HARDWARE |  |  | N-3255-1-0 | 611 BHP DETROIT DIESEL MODEL 8083-7416 EMERGENCY DIESEL-FIRED IC ENGINE POWERING 400 KW ELECTRIC GENERATOR. | Diesel | Detroit Diesel | 8083-7416 | 400 | 400 |  |  | 2650 N. MACARTHUR DRIVE | TRACY | 95376 |  | (619) 677-0150 X3002
2706 | SJV | OWENS-BROCKWAY GLASS CONTAINER |  |  | N-593-29-1 | ONE (1) 534 HP CATERPILLAR DIESEL FIRED IC ENGINE (MODEL # 3406 DITA) POWERING A 350 KW EMERGENCY GENERATOR "C" | Diesel | Caterpillar | 3406 DITA | 350 | 350 |  |  | 14700 W SCHULTE ROAD | TRACY | 95376 |  | (209) 835-5701
2707 | SJV | PACIFIC BELL |  |  | C-1652-2-0 | 995 HP DETROIT DIESEL MODEL 16V92TA DIESEL-FIRED EMERGENCY IC ENGINE POWERING A 600 KW ELECTRICAL GENERATOR. | Diesel | Detroit Diesel | 16V-92TA | 600 | 600 |  |  | 525 E SHAW | CLOVIS | 91910 |  | (800) 757-6575
2708 | SJV | PACIFIC BELL |  |  | C-907-2-0 | 1232 HP DETROIT, MODEL 8163-7416, DIESEL-FIRED IC ENGINE POWERING A 650 KW EMERGENCY GENERATOR. | Diesel | Detroit Diesel | 8163-7416 | 650 | 650 |  |  | 5555 E OLIVE AVE | FRESNO | 93727 |  | (800) 757-6575
2709 | SJV | PACIFIC BELL |  |  | C-1666-3-0 | 568 HP, DETROIT DIESEL, MODEL # 8083-7495, DIESEL-FIRED EMERGENCY IC ENGINE POWERING A 320 KW STAMFORD NEWAGE ELECTRICAL GENERATOR | Diesel | Detroit Diesel | 8083-7495 | 320 | 320 |  |  | 221 S E STREET | MADERA | 93637 |  | (800) 757-6575
2710 | SJV | PACIFIC BELL |  |  | C-1668-2-0 | 560 BHP CUMMINS, 4 CYCLE, IN-LINE, 6 CYLINDER DIESEL-FIRED EMERGENCY IC ENGINE, MODEL KTA19G1, POWERING A 350 KW ELECTRICAL GENERATOR. | Diesel | Cummins | KTA19-G1 | 350 | 350 |  |  | 1250 E ASHLAN AVE | FRESNO | 93704 |  | (800) 757-6575
2711 | SJV | PACIFIC BELL |  |  | N-2412-1-0 | ONE SATURN (MODEL #KS15992) 1100 HP, DIESEL FIRED TURBINE POWERING AN EMERGENCY STANDBY 750 KW ALTERNATOR | Diesel | Saturn | KS15992 | 750 | 750 |  |  | 345 N SAN JOAQUIN STREET | STOCKTON | 95202 |  | (800) 757-6575
2712 | SJV | PACIFIC BELL |  |  | N-2412-2-0 | ONE SATURN (MODEL #KS15992) 1100 HP, DIESEL FIRED TURBINE POWERING AN EMERGENCY STANDBY 750 KW ALTERNATOR | Diesel | Saturn | KS15992 | 750 | 750 |  |  | 345 N SAN JOAQUIN STREET | STOCKTON | 95202 |  | (800) 757-6575
2713 | SJV | PACIFIC BELL |  |  | N-3667-1-0 | ONE (1) "DETROIT DIESEL" 474 BHP TURBOCHARGED AND AFTERCOOLED DIESEL FIRED IC ENGINE, MODEL #6V-92TA USED TO POWER A 300 KW EMERGENCY GENERATOR. | Diesel | Detroit Diesel | 6V-92TA | 300 | 300 |  |  | 10 EAST 12TH ST | TRACY | 95376 |  | (800) 757-6575
2714 | SJV | PACIFIC BELL |  |  | N-3649-1-0 | ONE (1) 1,095 BHP "DETROIT DIESEL" DIESEL FIRED IC ENGINE (MODEL #8163-7405) WITH A TURBOCHARGER AND AFTERCOOLER POWERING AN EMERGENCY 650 KW GENERATOR | Diesel | Detroit Diesel | 8163-7405 | 650 | 650 |  |  | 907 LINCOLN RD | STOCKTON | 95207 |  | (800) 757-6575
2715 | SJV | PACIFIC BELL |  |  | N-2412-4-0 | ONE (1) 2,340 BHP "DETROIT DIESEL" DIESEL FIRED IC ENGINE (MODEL #9163-7416) WITH A TURBOCHARGER AND AFTERCOOLER POWERING AN EMERGENCY 1635 KW GENERATOR | Diesel | Detroit Diesel | 9163-7416 | 1635 | 1635 |  |  | 345 N SAN JOAQUIN STREET | STOCKTON | 95202 |  | (800) 757-6575
2716 | SJV | PACIFIC BELL |  |  | N-2907-3-0 | 2520 HP CATERPILLAR, MODEL D3516, EMERGENCY DIESEL-FIRED IC ENGINE WITH TURBOCHARGER POWERING A GENERATOR. | Diesel | Caterpillar | D3516 | 1680 |  | 2520 |  | 1025 13TH STREET | MODESTO | 95354 |  | (800) 757-6575
2717 | SJV | PACIFIC BELL |  |  | N-4074-1-0 | 630 BHP DETROIT DIESEL, MODEL NO. 7123-7305, EMERGENCY DIESEL-FIRED IC ENGINE POWERING A 470 KW ELECTRICAL GENERATOR. | Diesel | Detroit Diesel | 7123-7305 | 470 | 470 |  |  | 44 W YOKUTS | STOCKTON | 95207 |  | (800) 757-6575
2718 | SJV | PACIFIC BELL |  |  | S-1170-1-0 | 650 HP DIESEL-FIRED EMERGENCY IC ENGINE (S/N 8VF141911A-V8GMC) DRIVING 350KW EMERGENCY GENERATOR | Diesel | N/A | N/A | 350 | 350 |  |  | 5101 OFFICE PARK DRIVE | BAKERSFIELD | 93309 |  | (800) 757-6575
2719 | SJV | PACIFIC BELL |  |  | S-671-1-0 | DETROIT DIESEL GENERATOR SET MODEL #12V-92TA, 670 HP, DRIVING 500 KW ELECTRICAL EMERGENCY GENERATOR | Diesel | Detroit Diesel | 12V-92TA | 500 | 500 |  |  | 217 W ACEQUIA | VISALIA | 93278 |  | (800) 757-6575
2720 | SJV | PACIFIC BELL |  |  | S-2198-1-0 | 405 HP TURBOCHARGED DIESEL I.C. ENGINE POWERING A 320 KW EMERGENCY GENERATOR | Diesel | N/A | N/A | 320 | 320 |  |  | 140 NORTH L STREET | TULARE | 93274 |  | (800) 757-6575
2721 | SJV | PACIFIC BELL |  |  | S-1163-2-0 | 750 HP TURBOCHARGED DIESEL FUELED IC ENGINE POWERING A 450 KW EMERGENCY GENERATOR | Diesel | N/A | N/A | 450 | 450 |  |  | 3221 SO H STREET | BAKERSFIELD | 93304 |  | (800) 757-6575
2722 | SJV | PACIFIC BELL |  |  | S-1156-2-0 | ONE EMERGENCY STANDBY 1750 HP DETROIT DIESEL IC ENGINE DRIVING 1200 KW KOHLER GENERATOR | Diesel | Detroit Diesel | N/A | 1200 | 1200 |  |  | 1918 M STREET | BAKERSFIELD | 93301 |  | (800) 757-6575
2723 | SJV | PACIFIC BELL WIRELESS |  |  | N-4377-2-0 | 1500 BHP CATERPILLAR MODEL 3516 DITA EMERGENCY DIESEL FIRED IC ENGINE DRIVING AN 1500 KW CATERPILLAR MODEL 3512 ELECTRICAL GENERATOR. | Diesel | Caterpillar | 3516 DITA | 1500 | 1500 |  |  | 1920 CUSTOMER CARE WAY | ATWATER | 95301
2724 | SJV | PACIFIC GAS & ELECTRIC CO |  |  | C-2886-1-0 | 1109 BHP FOUR STROKE, 12 CYLINDER, CATERPILLAR MODEL 3412 TURBOCHARGED AND AFTERCOOLED, DIESEL IC ENGINE POWERING A 750 KW EMERGENCY ELECTRICAL GENERATOR. | Diesel | Caterpillar | 3412 | 750 | 750 |  |  | 650 O STREET | FRESNO | 93721 |  | (209) 263-7299
2725 | SJV | PACIFIC GAS & ELECTRIC CO |  |  | C-932-2-0 | PG&E SOURCE #1: 605 BHP CATERPILLAR MODEL 3412 DIESEL IC ENGINE WITH TURBOCHARGER AND INTERCOOLER, S/N 38S1433, POWERING A 520 KW EMERGENCY ELECTRICAL GENERATOR. LOCATED AT HELMS SUPPORT FACILITY. | Diesel | Caterpillar | 3412 | 520 | 520 |  |  | 70185 COURTRIGHT | SHAVER LAKE | 93664 |  | (209) 448-7833
2726 | SJV | PACIFIC GAS & ELECTRIC CO |  |  | C-3197-1-0 | PG&E SOURCE #2: 605 BHP CATERPILLAR MODEL 3412 DIESEL IC ENGINE, S/N 38S1394, WITH TURBOCHARGER AND INTERCOOLER, POWERING A 500 KW EMERGENCY ELECTRICAL GENERATOR. LOCATED AT WOODCHUCK SITE. | Diesel | Caterpillar | 3412 | 500 | 500 |  |  | HELMS OFFICE COMPLEX-WOODCHUCK | SHAVER LAKE | 93664 |  | (209) 865-3698
2727 | SJV | PACIFIC GAS & ELECTRIC CO |  |  | C-3196-1-0 | PG&E SOURCE #3: 605 BHP CATERPILLAR MODEL 3412 DIESEL IC ENGINE, S/N 38S1390, WITH TURBOCHARGER AND INTERCOOLER, POWERING A 520 KW EMERGENCY ELECTRICAL GENERATOR. LOCATED AT HELMS SWITCHYARD FACILITY. | Diesel | Caterpillar | 3412 | 520 | 520 |  |  | HELMS SWITCHYARD FACILITY | SHAVER LAKE | 93664 |  | (209) 865-3698
2728 | SJV | PACIFIC GAS & ELECTRIC CO. |  |  | N-608-1-1 | 625 BHP CATERPILLAR MODEL G-398 NATURAL GAS FIRED IC ENGINE POWERING AN EMERGENCY GENERATOR (SERIAL # 73B1022) SERVING THE TURNER CUT STATION. | Natural Gas | Caterpillar | G-398 | 416.6667 |  |  | 625 | MCDONALD ISLAND | HOLT | 95234 |  | (510) 943-3811
2729 | SJV | PACIFIC GAS & ELECTRIC CO. |  |  | N-608-2-1 | 625 BHP CATERPILLAR MODEL G-398 NATURAL GAS FIRED IC ENGINE POWERING AN EMERGENCY GENERATOR (SERIAL # 73B1012) SERVING THE TURNER CUT STATION. | Natural Gas | Caterpillar | G-398 | 416.6667 |  |  | 625 | MCDONALD ISLAND | HOLT | 95234 |  | (510) 943-3811
2730 | SJV | PACIFIC GAS & ELECTRIC CO. |  |  | N-608-3-1 | 625 BHP CATERPILLAR MODEL G-398 NATURAL GAS FIRED IC ENGINE POWERING AN EMERGENCY GENERATOR (SERIAL # 73B1020) SERVING THE WHISKEY SLOUGH STATION. | Natural Gas | Caterpillar | G-398 | 416.6667 |  |  | 625 | MCDONALD ISLAND | HOLT | 95234 |  | (510) 943-3811
2731 | SJV | PACIFIC GAS & ELECTRIC CO. |  |  | N-608-4-1 | 625 BHP CATERPILLAR MODEL G-398 NATURAL GAS FIRED IC ENGINE POWERING AN EMERGENCY GENERATOR (SERIAL # 73B1025) SERVING THE WHISKEY SLOUGH STATION. | Natural Gas | Caterpillar | G-398 | 416.6667 |  |  | 625 | MCDONALD ISLAND | HOLT | 95234 |  | (510) 943-3811
2732 | SJV | PACIFIC GAS AND ELECTRIC |  |  | N-4288-1-0 | 685 BHP CUMMINS MODEL KTA19-G3 DIESEL-FIRED EMERGENCY IC ENGINE POWERING A 450 KW ELECTRICAL GENERATOR. | Diesel | Cummins | KTA19-G3 | 450 | 450 |  |  | 8110 N LORRAINE AVE | STOCKTON | 95210
2733 | SJV | PACIFIC PIPELINE SYSTEM, LLC |  |  | S-1334-5-2 | 1000 BRAKE HP CATERPILLAR, MODEL #D399, EMERGENCY STANDBY DIESEL I.C. ENGINE | Diesel | Caterpillar | D399 | 666.6667 |  |  | 1000 | TEJON PUMP STATION | LEBEC | 93243 |  | (562) 728-2273
2734 | SJV | PACIFIC PIPELINE SYSTEM, LLC |  |  | S-1336-4-2 | 1000 BRAKE HP CATERPILLAR, MODEL #D399, EMERGENCY STANDBY DIESEL ENGINE | Diesel | Caterpillar | D399 | 666.6667 |  |  | 1000 | KELLEY PIPELINE STATION | METTLER | 93301 |  | (562) 728-2273
2735 | SJV | PAC-WEST TELECOMMUNICATIONS |  |  | N-3121-2-0 | ONE (1) 960 BHP "DETROIT DIESEL" MODEL #8163-7305 DIESEL FIRED IC ENGINE USED TO POWER A 650 KW EMERGENCY GENERATOR | Diesel | Detroit Diesel | 8163-7305 | 650 | 650 |  |  | 4210 CORONADO AVE | STOCKTON | 95204 |  | (209) 462-5214
2736 | SJV | PAPPAS TELECASTING, INC. |  |  | C-3440-1-0 | 805 BHP CATERPILLAR MODEL #D-348 DIESEL-FIRED EMERGENCY IC ENGINE POWERING A 500 KW ELECTRIC GENERATOR. | Diesel | Caterpillar | D-348 | 500 | 500 |  |  | 5111 E. MCKINLEY AVE. | FRESNO | 93727-1965 |  | (559) 255-2500
2737 | SJV | PAXSON COMM OF FRESNO |  |  | S-3503-1-0 | 465 HP CUMMINS MODEL NTA855-G2 EMERGENCY DIESEL FIRED I.C. ENGINE DRIVING ELECTRICAL GENERATOR EQUIPPED WITH TURBOCHARGER, INTERCOOLER/AFTERCOOLER, AND POSITIVE CRANKCASE VENTILATION (PCV) | Diesel | Cummins | NTA855-G2 | 310 |  | 465 |  | BLUE RIDGE LOOKOUT MT |  |  |  | 559 255 1161
2738 | SJV | PORT OF STOCKTON |  |  | N-1013-46-0 | 603 BHP CATERPILLAR MODEL 3408-B DIESEL FIRED IC ENGINE POWERING A 400 KW EMERGENCY GENERATOR. | Diesel | Caterpillar | 3408B | 400 | 400 |  |  | 2201 W. WASHINGTON ST. | STOCKTON | 95203 |  | (209) 946-0246
2739 | SJV | PORTERVILLE DEVELOPMENTAL CEN |  |  | S-185-5-0 | 1600 BHP DETROIT DIESEL 9163-7305, DIESEL-FUELED I.C. ENGINE WITH TURBOCHARGER, SERIAL # 16E004465, POWERING A BEMAC III 1050 KW EMERGENCY GENERATOR | Diesel | Detroit Diesel | 9163-7305 | 1050 | 1050 |  |  | 26501 AVENUE 140 | PORTERVILLE | 93257 |  | (559) 782-2258
2740 | SJV | PORTERVILLE DEVELOPMENTAL CEN |  |  | S-185-6-0 | 1600 BHP DETROIT DIESEL 9163-7305, DIESEL-FUELED I.C. ENGINE WITH TURBOCHARGER, SERIAL # 16E004618, POWERING A BEMAC III 1050 KW EMERGENCY GENERATOR | Diesel | Detroit Diesel | 9163-7305 | 1050 | 1050 |  |  | 26501 AVENUE 140 | PORTERVILLE | 93257 |  | (559) 782-2258
2741 | SJV | PPG INDUSTRIES |  |  | C-948-2-2 | 1577 HP DETROIT DIESEL MODEL 12E-9885 DIESEL-FIRED EMERGENCY IC ENGINE POWERING AN ELECTRICAL GENERATOR. | Diesel | Detroit Diesel | 12E-9885 | 1051.3333 |  | 1577 |  | 3333 S PEACH | FRESNO | 93725 |  | (209) 485-4660
2742 | SJV | PPG INDUSTRIES |  |  | C-948-22-0 | 1500 HP DETROIT, MODEL 16E-4930, DIESEL FIRED IC ENGINE POWERING A 1050 KW DETROIT DIESEL DDC 1050 EMERGENCY ELECTRICAL GENERATOR. | Diesel | Detroit Diesel | 16E-4930 | 1050 | 1050 |  |  | 3333 S PEACH | FRESNO | 93725 |  | (209) 485-4660
2743 | SJV | PPG INDUSTRIES |  |  | C-948-28-0 | 1804 HP CATERPILLAR MODEL 3512 STD EMERGENCY DIESEL-FIRED INTERNAL COMBUSTION ENGINE DRIVING A 1250 KW ELECTRICAL GENERATOR. | Diesel | Caterpillar | 3512 | 1250 | 1250 |  |  | 3333 S PEACH | FRESNO | 93725 |  | (209) 485-4660
2744 | SJV | SAINT AGNES MEDICAL CENTER |  |  | C-1059-3-0 | 749 HP CATERPILLAR 3412 STANDBY DIESEL IC ENGINE #4, SN 81210682, TURBOCHARGED WITH AFTERCOOLER, POWERING A 625 KVA EMERGENCY GENERATOR. | Diesel | Caterpillar | 3412 | 499.3333 |  | 749 |  | 1303 E HERNDON AVE | FRESNO | 93720 |  | (209) 449-3313 X3241
2745 | SJV | SAINT AGNES MEDICAL CENTER |  |  | C-1059-4-0 | 749 HP CATERPILLAR 3412 STANDBY DIESEL IC ENGINE #5, SN 81210671, TURBOCHARGED WITH AFTERCOOLER, POWERING A 625 KVA EMERGENCY GENERATOR. | Diesel | Caterpillar | 3412 | 499.3333 |  | 749 |  | 1303 E HERNDON AVE | FRESNO | 93720 |  | (209) 449-3313 X3241
2746 | SJV | SAINT AGNES MEDICAL CENTER |  |  | C-1059-5-0 | 2,847 HP CATERPILLAR 3516 STANDBY DIESEL IC ENGINE #3, SN 4XF00332, TURBOCHARGED WITH AFTERCOOLER, POWERING A 2500 KVA EMERGENCY GENERATOR. | Diesel | Caterpillar | 3516 | 1898 |  | 2847 |  | 1303 E HERNDON AVE | FRESNO | 93720 |  | (209) 449-3313 X3241
2747 | SJV | SAINT AGNES MEDICAL CENTER |  |  | C-1059-6-0 | 805 HP CATERPILLAR D348 STANDBY DIESEL IC ENGINE, SN 36J1266, TURBOCHARGED WITH AFTERCOOLER, POWERING A 600 KVA EMERGENCY GENERATOR. | Diesel | Caterpillar | D348 | 536.6667 |  | 805 |  | 1303 E HERNDON AVE | FRESNO | 93720 |  | (209) 449-3313 X3241
2748 | SJV | SAINT AGNES MEDICAL CENTER |  |  | C-1059-7-0 | 805 HP DIESEL CATERPILLAR D348 STANDBY DIESEL IC ENGINE #2, SN 36J1292, TURBOCHARGED WITH AFTERCOOLER, POWERING A 750 KVA EMERGENCY GENERATOR. | Diesel | Caterpillar | D348 | 536.6667 |  | 805 |  | 1303 E HERNDON AVE | FRESNO | 93720 |  | (209) 449-3313 X3241
2749 | SJV | SAINT AGNES MEDICAL CENTER |  |  | C-2505-1-0 | 908 HP CATERPILLAR MODEL 3412 TURBOCHARGED DIESEL INTERNAL COMBUSTION ENGINE POWERING 600 KW EMERGENCY GENERATOR. | Diesel | Caterpillar | 3412 | 600 | 600 |  |  | 1111 E SPRUCE | FRESNO | 93720 |  | (209) 449-3186
2750 | SJV | SAN JOAQUIN COMMUNITY HOSPITAL |  |  | S-2220-4-0 | 635 HP CUMMINGS MODEL VT1710PG635 DIESEL-FIRED EMERGENCY IC ENGINE | Diesel | Cummins | VT1710 PG635 | 423.3333 |  | 635 |  | 2615 EYE STREET | BAKERSFIELD | 93301 |  | (805) 327-1711
2751 | SJV | SAN JOAQUIN COMMUNITY HOSPITAL |  |  | S-2220-6-0 | 1850 HP CUMMINS DIESEL-FIRED EMERGENCY IC ENGINE POWERING 1250 KW ONAN ELECTRICAL GENERATOR | Diesel | Cummins | N/A | 1250 | 1250 |  |  | 2615 EYE STREET | BAKERSFIELD | 93301 |  | (805) 327-1711
2752 | SJV | SAN JOAQUIN COUNTY HONOR FARM |  |  | N-1097-1-0 | ONE (1) CUMMINS 1200 HP DIESEL ENGINE, MODEL #KTA38-G2-V12 SERVING EMERGENCY STANDBY GENERATOR #1. | Diesel | Cummins | KTA38-G2 | 800 |  | 1200 |  | 1005 W. MATTHEWS RD | FRENCH CAMP | 95231 |  | (209) 468-3358
2753 | SJV | SAN JOAQUIN COUNTY HONOR FARM |  |  | N-1097-2-0 | ONE (1) CUMMINS 1200 HP DIESEL ENGINE, MODEL #KTA38-G2-V12, SERVING EMERGENCY STANDBY GENERATOR #2. | Diesel | Cummins | KTA38-G2 | 800 |  | 1200 |  | 1005 W. MATTHEWS RD | FRENCH CAMP | 95231 |  | (209) 468-3358
2754 | SJV | SAN JOAQUIN GENERAL HOSPITAL |  |  | N-728-9-0 | ENGINE #1; ONE (1) 2,340 HP DETROIT DIESEL IC ENGINE (MODEL # 9163-7416) WITH A TURBOCHARGER POWERING A 1500 KW EMERGENCY GENERATOR | Diesel | Detroit Diesel | 9163-7416 | 1500 | 1500 |  |  | 500 W HOSPITAL RD | FRENCH CAMP | 95231 |  | (209) 468-6814
2755 | SJV | SAN JOAQUIN GENERAL HOSPITAL |  |  | N-728-10-0 | ENGINE #2; ONE (1) 2,340 HP DETROIT DIESEL IC ENGINE (MODEL # 9163-7416) WITH A TURBOCHARGER POWERING A 1500 KW EMERGENCY GENERATOR | Diesel | Detroit Diesel | 9163-7416 | 1500 | 1500 |  |  | 500 W HOSPITAL RD | FRENCH CAMP | 95231 |  | (209) 468-6814
2756 | SJV | SAN JOAQUIN VALLEY REHAB. HOSP |  |  | C-1543-3-0 | 600 HP CUMMINS MODEL KTA 19-G2 TURBOCHARGED DIESEL IC ENGINE POWERING A 400 KW EMERGENCY GENERATOR. | Diesel | Cummins | KTA19-G2 | 400 | 400 |  |  | 7173 N SHARON AVE | FRESNO | 93720 |  | (714) 544-4443
2757 | SJV | SEQUOIA & KINGS CANYON NATIONAL PARKS |  |  | S-2173-12-0 | 463 HP DIESEL I.C. ENGINE POWERING CATERPILLAR MODEL #3408B EMERGENCY GENERATOR AT THE CLOVER CREEK SEWER PLANT | Diesel | Caterpillar | 3408B | 308.6667 |  | 463 |  |  | THREE RIVERS | 93271 |  | (209) 565-3341
2758 | SJV | SIERRA SUMMIT |  |  | C-2344-7-0 | 1500 HP DETROIT DIESEL MODEL 912370306 (SN 12E0009132S.O.4A96092) DIESEL-FIRED EMERGENCY INTERNAL COMBUSTION ENGINE, EQUIPPED WITH A TURBOCHARGER, POWERING A 1050 KW ELECTRICAL GENERATOR. | Diesel | Detroit Diesel | 912370306 | 1050 | 1050 |  |  | 59265 HIGHWAY 168 | LAKESHORE | 93634 |  | (209) 233-2500
2759 | SJV | SIERRA TELEPHONE COMPANY INC |  |  | C-3145-1-0 | ONE 540 BHP DETROIT DIESEL-FIRED EMERGENCY IC ENGINE MODEL 80837305 POWERING A 315 KW ELECTRICAL GENERATOR. | Diesel | Detroit Diesel | 8083-7305 | 315 | 315 |  |  | 49150 ROAD 426 | OAKHURST | 93644 |  | (209) 642-0290
2760 | SJV | SIERRA VIEW LOCAL HOSPITAL |  |  | S-2062-2-0 | 900 KW EMERGENCY ELECTRICAL GENERATOR SET POWERED BY 1232 HORSEPOWER DIESEL INTERNAL COMBUSTION ENGINE WITH TURBOCHARGER, AFTERCOOLER, AND CRANKCASE VENTILATION CONTROL SYSTEM | Diesel | N/A | N/A | 900 | 900 |  |  | 465 W PUTNAM | PORTERVILLE | 93251 |  | (559) 784-1110
2761 | SJV | SIERRA VIEW LOCAL HOSPITAL |  |  | S-2062-3-0 | 900 KW EMERGENCY ELECTRICAL GENERATOR SET POWERED BY 1232 HORSEPOWER DIESEL INTERNAL COMBUSTION ENGINE WITH TURBOCHARGER, AFTERCOOLER, AND CRANKCASE VENTILATION CONTROL SYSTEM | Diesel | N/A | N/A | 900 | 900 |  |  | 465 W PUTNAM | PORTERVILLE | 93251 |  | (559) 784-1110
2762 | SJV | SIERRA VIEW LOCAL HOSPITAL |  |  | S-2062-5-1 | 465 HP EMERGENCY/STANDBY DIESEL-FIRED IC ENGINE POWERING 300 KW ONAN GENERATOR | Diesel | N/A | N/A | 300 | 300 |  |  | 465 W PUTNAM | PORTERVILLE | 93251 |  | (559) 784-1110
2763 | SJV | SOUTHERN CALIFORNIA EDISON CO |  |  | C-2428-1-0 | 750 HP CUMMINS-ONAN MODEL # KTTA 19-G2 IC ENGINE, SERIAL #62056, DRIVING A 560 KW EMERGENCY POWER GENERATOR. | Diesel | Cummins | KTTA19-G2 | 560 | 560 |  |  | 47368 LOWER AUBERRY ROAD | AUBERRY | 93602 |  | (626) 302-4836
2764 | SJV | SPRINT (KSOPAJO3O3) |  |  | N-2764-1-1 | ONE (1) 1,200 HP CUMMINS MODEL KTA-38GS-2 DIESEL-FIRED EMERGENCY IC ENGINE POWERING A 835 KW MODEL #682FDR7039JJ ELECTRICAL GENERATOR. | Diesel | Cummins | KTA38-GS2 | 835 | 835 |  |  | 3807 CORONADO AVE | STOCKTON | 95204
2765 | SJV | SPRINT (KSOPAJO3O3) |  |  | N-2764-2-0 | ONE (1) 680 HP CATERPILLAR MODEL 3412 DIESEL-FIRED EMERGENCY IC ENGINE POWERING A 455 KW KATO ELECTRICAL GENERATOR. | Diesel | Caterpillar | 3412 | 455 | 455 |  |  | 3807 CORONADO AVE | STOCKTON | 95204
2766 | SJV | SPRINT (KSOPAJO3O3) |  |  | N-2764-3-0 | ONE (1) 1093 HP CATERPILLAR MODEL #3508 DITA DIESEL-FIRED EMERGENCY IC ENGINE POWERING A 750 KW ELECTRICAL GENERATOR. | Diesel | Caterpillar | 3508 | 750 | 750 |  |  | 3807 CORONADO AVE | STOCKTON | 95204
2767 | SJV | SPRINT (KSOPAJO3O3) |  |  | N-2764-5-0 | 1850 HP CUMMINS MODEL KTA50-G3 DIESEL-FIRED EMERGENCY IC ENGINE POWERING A 1250 KW ELECTRICAL GENERATOR. | Diesel | Cummins | KTA50-G3 | 1250 | 1250 |  |  | 3807 CORONADO AVE | STOCKTON | 95204
2768 | SJV | ST. DOMINIC'S HOSP.OF MANTECA |  |  | N-2424-1-0 | ONE (1) 600 KW EMERGENCY STANDBY GENERATOR SERVED BY AN 890 HP CATERPILLAR DIESEL ENGINE, MODEL CAT 3412 | Diesel | Caterpillar | 3412 | 600 | 600 |  |  | 1777 W. YOSEMITE AVE | MANTECA | 95336 |  | (209) 461-5193
2769 | SJV | STANISLAUS COUNTY BLDG. MAINT. |  |  | N-1683-1-0 | ONE (1) 670 HP CATERPILLAR DIESEL FUELED INTERNAL COMBUSTION ENGINE (MODEL # 3412) POWERING A 455 KW EMERGENCY GENERATOR. | Diesel | Caterpillar | 3412 | 455 | 455 |  |  | 200 E. HACKETT RD. | MODESTO | 95351 |  | (209) 525-4108
2770 | SJV | STANISLAUS COUNTY BLDG. MAINT. |  |  | N-1683-2-0 | ONE (1) 742 HP CATERPILLAR DIESEL FUELED INTERNAL COMBUSTION ENGINE (MODEL #3412) POWERING A 500 KW EMERGENCY GENERATOR. | Diesel | Caterpillar | 3412 | 500 | 500 |  |  | 200 E. HACKETT RD. | MODESTO | 95351 |  | (209) 525-4108
2771 | SJV | STANISLAUS MEDICAL CENTER |  |  | N-3827-4-0 | ONE (1) 628 HP CATERPILLAR MODEL NO. D379 (SERIAL NO. 68B00644) DIESEL FIRED EMERGENCY I.C. ENGINE POWERING A 400 KW ELECTRICAL GENERATOR | Diesel | Caterpillar | D379 | 400 | 400 |  |  | 830 SCENIC DRIVE | MODESTO | 95350 |  | (209) 558-7125
2772 | SJV | STANISLAUS SURGERY CENTER |  |  | N-4239-1-0 | 896 HP CATERPILLAR MODEL 3412C DIESEL-FIRED EMERGENCY IC ENGINE WITH TURBOCHARGER, AFTERCOOLER, AND PCV POWERING A 600 KW ELECTRICAL GENERATOR | Diesel | Caterpillar | 3412C | 600 | 600 |  |  | 1421 OAKDALE ROAD | MODESTO | 95355 |  | (209) 572-2700
2773 | SJV | STATE CENTER COMMUNITY COLLEGE |  |  | C-2928-3-0 | 566 HP CATERPILLAR MODEL G3412 NATURAL GAS OR PROPANE FIRED EMERGENCY IC ENGINE POWERING A 370 KW ELECTRICAL GENERATOR. | Natural Gas or Propane | Caterpillar | G3412 | 370 | 370 |  |  | 30277 AVENUE 12 | MADERA | 93638 |  | (209) 638-0316
2774 | SJV | STATE FARM MUTUAL AUTO INS |  |  | S-2777-3-0 | 749 BHP TURBOCHARGED CATERPILLER DIESEL-FIRED IC ENGINE MODEL 3412 TA POWERING AN EMERGENCY GENERATOR | Diesel | Caterpillar | 3412 TA | 499.3333 |  |  | 749 | 900 OLD RIVER RD | BAKERSFIELD | 93311 |  | (805) 663-4104
2775 | SJV | STOCKTON EAST WATER DISTRICT |  |  | N-823-10-1 | ONE (1) 760 BHP DETROIT DIESEL TURBOCHARGED DIESEL FIRED IC ENGINE POWERING AN EMERGENCY STANDBY ELECTRICAL GENERATOR | Diesel | Detroit Diesel | N/A | 506.6667 |  |  | 760 | 6767 E MAIN STREET | STOCKTON | 95205 |  | (209) 948-0333
2776 | SJV | STOCKTON MUNICIPAL UTILITY |  |  | N-2550-1-0 | ONE (1) 1978 HP CATERPILLAR MODEL 3512 DIESEL FIRED IC ENGINE SERVING AN EMERGENCY STANDBY GENERATOR | Diesel | Caterpillar | 3512 | 1318.6667 |  | 1978 |  | FONTANA AVE AT SMITH CANAL | STOCKTON | 95204
2777 | SJV | STOCKTON RWCF |  |  | N-811-6-2 | EMERGENCY STANDBY GENERATOR SERVED BY A 450 HP CATERPILLAR D343TA DIESEL ENGINE | Diesel | Caterpillar | D343 TA | 300 |  | 450 |  | 2500 NAVY DR | STOCKTON | 95206 |  | (209) 466-5261
2778 | SJV | STOCKTON RWCF |  |  | N-811-11-1 | PORTABLE EMERGENCY STANDBY GENERATOR SERVED BY 450 HP CATERPILLER 3406 DITA DIESEL ENGINE, S/N 75Z1640. TURBOCHARGED. TIMING RETARDED. | Diesel | Caterpillar | 3406 DITA | 300 |  | 450 |  | 2500 NAVY DR | STOCKTON | 95206 |  | (209) 466-5261
2779 | SJV | STOCKTON RWCF |  |  | N-811-12-1 | PORTABLE EMERGENCY STANDBY GENERATOR SERVED BY 450 HP CATERPILLAR 3406TA DIESEL ENGINE, S/N 75Z01455. TURBOCHARGED. TIMING RETARDED. | Diesel | Caterpillar | 3406 TA | 300 |  | 450 |  | 2500 NAVY DR | STOCKTON | 95206 |  | (209) 466-5261
2780 | SJV | SUPER STORE INDUSTRIES |  |  | N-3232-3-0 | 535 BHP CUMMINS DIESEL-FIRED EMERGENCY IC ENGINE MODEL N14-G2 SERIAL# 11987924 EQUIPPED WITH TURBOCHARGER AND AFTERCOOLER USED TO POWER A 350 KW ONAN GENERATOR SET. | Diesel | Cummins | N14-G2 | 350 | 350 |  |  | 16888 MCKINLEY AVE | LATHROP | 95330 |  | (209) 858-2010
2781 | SJV | THE MODESTO BEE |  |  | N-3590-2-0 | ONE (1) 603 HP TURBOCHARGED CATERPILLAR DIESEL FUELED INTERNAL COMBUSTION ENGINE (MODEL # 3408) POWERING A 450 KW EMERGENCY GENERATOR. | Diesel | Caterpillar | 3408 | 450 | 450 |  |  | 1325 H STREET | MODESTO | 95354 |  | (209) 578-2172
2782 | SJV | TULARE CITY WASTEWATER PLANT |  |  | S-548-7-1 | 900 HP CATERPILLAR MODEL D348, V-12 DIESEL-FIRED EMERGENCY IC ENGINE (S/N 36J1780) DRIVING 615 KW MARATHON ELECTRIC GENERATOR | Diesel | Caterpillar | D348 | 615 | 615 |  |  | 1875 SOUTH WEST STREET | TULARE | 93274 |  | (559) 688-2001
2783 | SJV | U S FILTER OPERATING SERVICES |  |  | S-3629-1-0 | 685 BHP CUMMINS KTA19-G3 DIESEL-FIRED I.C. ENGINE EQUIPPED WITH A TURBOCHARGER AND AFTERCOOLER POWERING A 450 KW EMERGENCY GENERATOR | Diesel | Cummins | KTA19-G3 | 450 | 450 |  |  | 18500 RANCHO ROAD | ARVIN | 93203
2784 | SJV | UNIFIED WESTERN GROCERS, INC |  |  | N-4156-1-0 | 1094 HP CATERPILLAR MODEL 3508 DIESEL-FIRED EMERGENCY IC ENGINE WITH TURBOCHARGER, AFTERCOOLER, PCV, AND 4 DEGREES RETARDATION POWERING A 765 KW ELECTRICAL GENERATOR | Diesel | Caterpillar | 3508 | 765 | 765 |  |  | 1990 PICCOLL ROAD | STOCKTON | 95215 |  | (209) 931-9440 X8501
2785 | SJV | UNITED STATES PENITENTIARY |  |  | N-4254-5-0 | 2,220 HP CUMMINS (MODEL # KTA 50-G9) DIESEL-FIRED EMERGENCY IC ENGINE (SERIAL #33143305) POWERING A 1,500 KW ELECTRICAL GENERATOR. | Diesel | Cummins | KTA50-G9 | 1500 | 1500 |  |  | NUMBER 1 FEDERAL WAY | ATWATER | 95301 |  | (202) 514-5942
2786 | SJV | UNIVERSITY MEDICAL CENTER |  |  | C-1333-3-1 | 1000 HP CATERPILLAR DIESEL-FIRED EMERGENCY IC ENGINE DRIVING 750 KW GENERATOR, #1. | Diesel | Caterpillar | N/A | 750 | 750 |  |  | 445 S CEDAR AVE | FRESNO | 93702 |  | (209) 453-5070
2787 | SJV | UNIVERSITY MEDICAL CENTER |  |  | C-1333-4-1 | 1,000 HP CATERPILLAR DIESEL-FIRED EMERGENCY IC ENGINE DRIVING 750 KW ELECTRICAL GENERATOR, #2. | Diesel | Caterpillar | N/A | 750 | 750 |  |  | 445 S CEDAR AVE | FRESNO | 93702 |  | (209) 453-5070
2788 | SJV | VA MEDICAL CENTER |  |  | C-1336-5-0 | 455.0 HP CATERPILLAR 3408DI EMERGENCY STANDBY IC ENGINE, S/N 78Z02317, DRIVING AN ELECTRICAL GENERATOR. ENGINE IS LOCATED IN THE OUTPATIENT CLINIC (BLDG. #35). | Diesel | Caterpillar | 3408 DI | 303.3333 |  | 455 |  | 2615 E CLINTON AVE | FRESNO | 93703 |  | (209) 225-6100 X5382
2789 | SJV | VA MEDICAL CENTER |  |  | C-1336-6-0 | 536.0 HP CUMMINS MODEL VTA-1710-GS IC ENGINE, S/N 10704341, DRIVING AN ELECTRICAL GENERATOR TO PROVIDE EMERGENCY POWER. ENGINE IS LOCATED IN THE BOILER PLANT (BLDG. 2). | Diesel | Cummins | VTA-1710-GS | 357.3333 |  | 536 |  | 2615 E CLINTON AVE | FRESNO | 93703 |  | (209) 225-6100 X5382
2790 | SJV | VA MEDICAL CENTER |  |  | C-1336-8-0 | 487.0 HP CATERPILLAR MODEL 3406DI EMERGENCY STANDBY IC ENGINE, S/N 2WB03429, DRIVING AN ELECTRICAL GENERATOR. ENGINE IS LOCATED IN BLDG. 18. | Diesel | Caterpillar | 3406 DI | 324.6667 |  | 487 |  | 2615 E CLINTON AVE | FRESNO | 93703 |  | (209) 225-6100 X5382
2791 | SJV | VA MEDICAL CENTER |  |  | C-1336-4-0 | 1490.0 HP CUMMINS KTA 3067G EMERGENCY STANDBY IC ENGINE DRIVING A 750 KW ELECTRICAL GENERATOR. | Diesel | Cummins | KTA3067G | 750 | 750 |  |  | 2615 E CLINTON AVE | FRESNO | 93703 |  | (209) 225-6100 X5382
2792 | SJV | VALLEY CHILDREN'S HOSPITAL |  |  | C-2902-5-0 | 1818 BHP CATERPILLAR MODEL 3512, DIESEL-FIRED IC ENGINE POWERING A 1250 KW EMERGENCY GENERATOR. | Diesel | Caterpillar | 3512 | 1250 | 1250 |  |  | 9300 VALLEY CHILDREN'S PLACE | MADERA | 93638 |  | (559) 353-5993
2793 | SJV | VALLEY CHILDREN'S HOSPITAL |  |  | C-2902-6-0 | 1818 BHP CATERPILLAR MODEL 3512, DIESEL-FIRED IC ENGINE POWERING A 1250 KW EMERGENCY GENERATOR. | Diesel | Caterpillar | 3512 | 1250 | 1250 |  |  | 9300 VALLEY CHILDREN'S PLACE | MADERA | 93638 |  | (559) 353-5993
2794 | SJV | VALLEY CHILDREN'S HOSPITAL |  |  | C-2902-7-0 | 1818 BHP CATERPILLAR MODEL 3512, DIESEL-FIRED IC ENGINE POWERING A 1250 KW EMERGENCY GENERATOR. | Diesel | Caterpillar | 3512 | 1250 | 1250 |  |  | 9300 VALLEY CHILDREN'S PLACE | MADERA | 93638 |  | (559) 353-5993
2795 | SJV | VALLEY CHILDREN'S HOSPITAL |  |  | C-2902-8-0 | 1818 BHP CATERPILLAR MODEL 3512, DIESEL-FIRED IC ENGINE POWERING A 1250 KW EMERGENCY GENERATOR. | Diesel | Caterpillar | 3512 | 1250 | 1250 |  |  | 9300 VALLEY CHILDREN'S PLACE | MADERA | 93638 |  | (559) 353-5993
2796 | SJV | VISALIA WASTEWATER TREATMENT |  |  | S-984-1-1 | 805 HP CATERPILLAR MODEL D348 DIESEL-FIRED IC EMERGENCY STANDBY ENGINE WITH TURBOCHARGER AND AFTERCOOLER POWERING 545 KW ELECTRICAL GENERATOR. | Diesel | Caterpillar | D348 | 545 | 545 |  |  | 7579 AVENUE 288 | VISALIA | 93277 |  | (559) 738-3467
2797 | SJV | VISALIA WASTEWATER TREATMENT |  |  | S-984-11-0 | 1550 BHP SPECTRUM (BY KOHLER) DIESEL-FIRED EMERGENCY IC ENGINE POWERING A 900 KW GENERATOR | Diesel | Kohler | N/A | 900 | 900 |  |  | 7579 AVENUE 288 | VISALIA | 93277 |  | (559) 738-3467
2798 | SJV | WARMERDAM PACKING |  |  | C-3071-3-0 | 900 HP WAUKESHA MODEL FU5400 DIESEL FIRED IC ENGINE POWERING A 500 KW EMERGENCY GENERATOR. | Diesel | Waukesha | FU5400 | 500 | 500 |  |  | 15650 EXCELSIOR AVE | HANFORD | 93230 |  | (209) 584-9211
2799 | SJV | WASHINGTON MUTUAL BANK |  |  | N-2456-1-0 | ONE (1) 2149 HP DIESEL FIRED IC ENGINE POWERING AN EMERGENCY STANDBY GENERATOR | Diesel | N/A | N/A | 1432.6667 |  | 2149 |  | 400 E MAIN ST | STOCKTON | 95202 |  | (209) 460-2591
2800 | SJV | WEST VALLEY MALL |  |  | N-3577-1-1 | ONE (1) 947 HP DIESEL FUELED DETROIT DIESEL INTERNAL COMBUSTION ENGINE (MODEL # 12V92TA) POWERING A 600 KW EMERGENCY GENERATOR. | Diesel | Detroit Diesel | 12V-92TA | 600 | 600 |  |  | 3200 NAGLEE ROAD | TRACY | 95376 |  | (209) 836-4091
2801 | SJV | WILLIAMS COMMUNICATION |  |  | C-3572-1-0 | 759 HP VOLVO MODEL TAD1631GEPVUMR DIESEL FIRED EMERGENCY IC ENGINE POWERING A 500 KW ELECTRICAL GENERATOR. | Diesel | Volvo | TAD1631 | 500 | 500 |  |  | 364 W FALLBROOK, SUITE 103 | FRESNO | 93711 |  | (559) 437-0247
2802 | SJV | WILLIAMS COMMUNICATIONS |  |  | N-4248-1-0 | 1495 HP DIESEL FIRED EMERGENCY I.C. ENGINE, DETROIT DIESEL MODEL # R163-7K06 DRIVING A 1000 KW ELECTRICAL GENERATOR. | Diesel | Detroit Diesel | R163-7K06 | 1000 | 1000 |  |  | 1224 13TH STREET | MODESTO | 95354 |  | (918) 573-8294
2803 | SJV | WILLIAMS COMMUNICATIONS INC |  |  | S-3541-1-0 | 1232 HP DETROIT DIESEL MODEL 8163-7416 DIESEL-FIRED EMERGENCY IC ENGINE POWERING 825 KW ELECTRIC GENERATOR | Diesel | Detroit Diesel | 8163-7416 | 825 | 825 |  |  | 2020 P STREET | BAKERSFIELD | 93301
2804 | SJV | BERRY PETROLEUM COMPANY |  |  | S-1246-144-2 | 1,000 BRAKE HP WAUKESHA NATURAL GAS FIRED EMERGENCY I.C. ENGINE WITH GENERATOR | Natural Gas | Waukesha | N/A | 666.6667 |  |  | 1000 | HEAVY OIL WESTERN |  |  |  | (661) 769-8811
2805 | SJV | CHEVRON USA INC |  |  | S-1128-306-2 | 600 HP CUMMINS MODEL KTA1965T DIESEL FIRED I.C. ENGINE POWERING EMERGENCY GENERATOR | Diesel | Cummins | KTA1965T | 400 |  | 600 |  | HEAVY OIL WESTERN | KERN COUNTY |  |  | (661) 392-3300
2806 | SJV | CITY OF STOCKTON, CALIFORNIA |  |  | N-3843-1-0 | ONE (1) 519 BHP CATERPILLAR DIESEL FIRED EMERGENCY IC ENGINE POWERING A 350 KW ELECTRICAL GENERATOR. | Diesel | Caterpillar | N/A | 346 |  |  | 519 | WRIGHT TRACT(14&5 MILE SLOUGH) | STOCKTON | 95204 |  | (209) 937-7630
2807 | SJV | CITY OF STOCKTON, CALIFORNIA |  |  | N-3842-1-0 | ONE (1) 749 BHP CATERPILLAR DIESEL FIRED EMERGENCY IC ENGINE POWERING A 500 KW ELECTRICAL GENERATOR. | Diesel | Caterpillar | N/A | 499.3333 |  |  | 749 | MARCH LANE & BUCKLEY COVE DR | STOCKTON | 95204 |  | (209) 937-7630
2808 | SJV | JOHN HAMMONS II HOLIDAY INN |  |  | S-3451-1-0 | 587 HP CATERPILLAR MODEL 3406 DIESEL-FIRED EMERGENCY IC ENGINE (SERIAL # 4RG02354) POWERING A 400 KW ELECTRICAL GENERATOR | Diesel | Caterpillar | 3406 | 400 | 400 |  |  | 801 TRUXTUN AVENUE | BAKERSFIELD | 93301 |  | (805) 323-1900
2809 | SJV | KAWEAH DELTA DISTRICT HOSPITAL |  |  | S-318-11-0 | 587 BHP CATERPILLAR MODEL 3406 EMERGENCY DIESEL-FIRED IC ENGINE, SERVED BY TURBOCHARGER AND AFTERCOOLER, DRIVING A 400 KW ELECTRICAL GENERATOR | Diesel | Caterpillar | 3406 | 400 | 400 |  |  | 400 WEST MINERAL KING RD | VISALIA | 93291 |  | (559) 625-2693
2810 | SJV | LOWES HOME IMPROVEMENT WAREHOUSE |  |  | C-3705-1-0 | 550 HP DETROIT DIESEL MODEL 560 DIESEL-FIRED EMERGENCY IC ENGINE POWERING A 350 KW ELECTRIC GENERATOR. | Diesel | Detroit Diesel | 560 | 366.6667 |  | 550 |  | 7651 N BLACKSTONE | FRESNO | 93721
2811 | SJV | OCCIDENTAL OF ELK HILLS, INC. |  |  | S-382-421-2 | 773 BHP WAUKESHA NATURAL GAS FIRED EMERGENCY I.C. ENGINE UNX# 14100 | Natural Gas | Waukesha | N/A | 515.3333 |  |  | 773 | LIGHT OIL WESTERN |  |  |  | (661) 763-6068
2812 | SJV | OCCIDENTAL OF ELK HILLS, INC. |  |  | S-2234-104-1 | 1445 HP CATERPILLAR MODEL 3512 DIESEL-FIRED EMERGENCY IC ENGINE POWERING A 1000KW ELECTRIC GENERATOR | Diesel | Caterpillar | 3512 | 1000 | 1000 |  |  | GAS PLANT | TUPMAN | 93276 |  | (661) 763-6068
2813 | SJV | 360 NETWORKS (USA) INC |  | 2001 | C-3792-1-0 | 2,220 HP CUMMINS MODEL KTA50-G9 DIESEL-FIRED EMERGENCY IC ENGINE POWERING A 1500 KW ELECTRICAL GENERATOR. | Diesel | Cummins | KTA50-G9 | 1500 | 1500 |  |  | 7620 N DEL MAR | FRESNO | 93711
2814 | SJV | AERA ENERGY |  | 2001 | S-3798-1-0 | 465 HP CUMMINS MODEL NTTA-855-G2 DIESEL-FIRED EMERGENCY IC ENGINE POWERING A 300 KW ELECTRICAL GENERATOR | Diesel | Cummins | NTTA855-G2 | 300 | 300 |  |  | 4MI W 7TH STANDARD ROAD & HWY 33 | BAKERSFIELD | 93389-1164
2815 | SJV | AGRI-CEL INC |  | 2001 | S-848-11-0 | 1200 HP DETROIT DIESEL MODEL R163-7K35, DIESEL-FIRED EMERGENCY IC ENGINE EQUIPPED WITH TURBOCHARGER AND INTERCOOLER OR AFTERCOOLER, DRIVING AN ELECTRICAL GENERATOR | Diesel | Detroit | R163-7K35 | 800 |  | 1200 |  | 391 ROAD 192 | DELANO | 93215 |  | (661) 725-1911
2816 | SJV | APTCO LLC |  | 2001 | S-3012-6-0 | 599 HP CATERPILLAR MODEL 3406 DIESEL-FIRED EMERGENCY IC ENGINE POWERING A 400 KW GENERATOR | Diesel | Caterpillar | 3406 | 400 | 400 |  |  | 31381 POND ROAD | MCFARLAND | 93215 |  | 559-734-1807
2817 | SJV | AT&T BROADBAND |  | 2001 | C-3907-1-0 | 587 HP CATERPILLAR MODEL 3406 DIESEL-FIRED EMERGENCY 1C ENGINE POWERING A 350 KW ELECTRICAL GENERATOR | Diesel | Caterpillar | 3406 | 350 | 350 |  |  | 2441 GROVE INDUSTRIAL DR | FRESNO | 93727
2818 | SJV | AVISTA COMMUNICATIONS |  | 2001 | N-4570-1-0 | 587 BHP CATERPILLAR MODEL 3406 DIESEL FIRED EMERGENCY STANDBY IC ENGINE SERVING A 400 KW ELECTRICAL GENERATOR. THE ENGINE IS EQUIPPED WITH AN ENGELHARD DPX 20X15 DIESEL PARTICULATE FILTER, A POSITIVE CRANKCASE VENTILATION SYSTEM, A TURBOCHARGER AND AN IN | Diesel | Caterpillar | 3406 | 400 | 400 |  |  | 1127 13TH AVE | MODESTO | 95354
2819 | SJV | B F SISK FEDERAL BUILDING |  | 2001 | C-3891-1-0 | 519 BHP CATERPILLAR DIESEL INTERNAL COMBUSTION ENGINE MODEL 3406TA EQUIPPED WITH TURBOCHARGER, AFTERCOOLER, AND POSITIVE CRANKCASE VENTILATION SYSTEM USED TO POWER A 300 KW EMERGENCY STANDBY GENERATOR SET | Diesel | Caterpillar | 3406 TA | 300 | 300 |  |  | 1130 "O" STREET | FRESNO | 93721 |  | (559) 891-6611
2820 | SJV | BANK OF AMERICA |  | 2000 | C-3663-1-0 | 1480 HP CATERPILLAR MODEL 3508B DIESEL-FIRED EMERGENCY INTERNAL COMBUSTION ENGINE POWERING A 1000 KW ELECTRIC GENERATOR | Diesel | Caterpillar | 3508B | 1000 | 1000 |  |  | 7201 N PALM AVE | FRESNO | 93711
2821 | SJV | BEEF PACKERS |  | 2001 | C-3463-5-0 | 2922 BHP CUMMINS MODEL QSK60-G6 DIESEL-FIRED EMERGENCY INTERNAL COMBUSTION ENGINE POWERING 2000 KW ELECTRICAL GENERATOR. | Diesel | Cummins | QSK60-G6 | 2000 | 2000 |  |  | 3115 S. FIG STREET | FRESNO | 93706 |  | (559) 268-5586
2822 | SJV | BOGHOSIAN RAISIN PACKING COMPANY, INC. |  | 2001 | C-3865-1-0 | 972 HP CATERPILLAR MODEL 3412 DIESEL-FIRED EMERGENCY INTERNAL COMBUSTION ENGINE POWERING 650 KW ELECTRICAL GENERATOR. | Diesel | Caterpillar | 3412 | 650 | 650 |  |  | 726 S 8TH STREET | FOWLER | 93625
2823 | SJV | BOGHOSIAN RAISIN PACKING COMPANY, INC. |  | 2001 | C-3865-1-1 | 972 HP CATERPILLAR MODEL 3412 DIESEL-FIRED EMERGENCY INTERNAL COMBUSTION ENGINE POWERING 650 KW ELECTRICAL GENERATOR. | Diesel | Caterpillar | 3412 | 650 | 650 |  |  | 726 S 8TH STREET | FOWLER | 93625
2824 | SJV | BUJULIAN BROTHERS INC |  | 2002 | C-2049-8-0 | 514 HP VOLVO MODEL TAD1232GE DIESEL-FIRED EMERGENCY IC ENGINE POWERING A 392 KW ELECTRICAL GENERATOR | Diesel | Volvo | TAD1232GE | 392 | 392 |  |  | 291 N 6TH AVE | KINGSBURG | 93631 |  | (209) 897-3482
2825 | SJV | CAL DEPT OF CORRECTIONS DELANO |  | 2001 | S-864-2-1 | MODIFICATION OF 2,884 BHP DIESEL FIRED CATERPILLAR MODEL 3516 DITA EMERGENCY IC ENGINE WITH TURBOCHARGER AND AFTERCOOLER DRIVING A 2,000 KW EMERGENCY GENERATOR: ALLOW ENGINE TO BE TESTED ON THE SAME DAY AS S-864-1 ENGINE OPERATES. | Diesel | Caterpillar | 3516 DITA | 2000 | 2000 |  |  | 2737 WEST CECIL AVENUE | DELANO | 93215 |  | (916) 444-6666
2826 | SJV | CAL DEPT OF CORRECTIONS DELANO |  | 2001 | S-864-1-1 | MODIFICATION OF 2,884 BHP DIESEL FIRED CATERPILLAR MODEL 3516 DITA EMERGENCY IC ENGINE WITH TURBOCHARGER AND AFTERCOOLER DRIVING A 2,000 KW EMERGENCY GENERATOR: ALLOW ENGINE TO BE TESTED ON THE SAME DAY AS S-864-2 ENGINE OPERATES | Diesel | Caterpillar | 3516 DITA | 2000 | 2000 |  |  | 2737 WEST CECIL AVENUE | DELANO | 93215 |  | (916) 444-6666
2827 | SJV | CALIFORNIA DAIRIES, INC. |  | 2001 | C-402-11-0 | 2220 HP CUMMINS MODEL KTA50-G9 DIESEL-FIRED EMERGENCY IC ENGINE POWERING A 1500 KW ELECTRICAL GENERATOR. | Diesel | Cummins | KTA50-G9 | 1500 | 1500 |  |  | 755 F STREET | FRESNO | 93706-3415 |  | (559) 233-5154
2828 | SJV | CALIFORNIA DAIRIES, INC. |  | 2001 | N-2149-7-0 | 2,220 BHP CUMMINS MODEL KTA50-G9 DIESEL FIRED EMERGENCY STANDBY IC ENGINE SERVING A 1850 KW ELECTRICAL GENERATOR. | Diesel | Cummins | KTA50-G9 | 1850 | 1850 |  |  | 475 S TEGNER ROAD | TURLOCK | 95380 |  | (559) 752-5210
2829 | SJV | CALIFORNIA STATE UNIVERSITY |  | 2001 | N-1788-15-0 | 605 BHP CUMMINS, MODEL NTA855-G5, EMERGENCY DIESEL-FIRED I.C. ENGINE POWERING AN ONAN, MODEL DFCE, ELECTRICAL GENERATOR. | Diesel | Cummins | NTA855-G5 | 403.3333 |  |  | 605 | 801 W. MONTE VISTA AVE | TURLOCK | 95382 |  | (209) 667-3654
2830 | SJV | CITY OF ATWATER |  | 2001 | N-4534-1-0 | 535 HP CUMMINS MODEL G-DRIVE N14-G2 DIESEL-FIRED EMERGENCY IC ENGINE POWERING A 300 KW ELECTRICAL GENERATOR. | Diesel | Cummins | N14-G2 | 300 | 300 |  |  | 4450 FEDERAL WAY | ATWATER | 95301
2831 | SJV | CITY OF EXETER |  | 2001 | S-3837-1-0 | 667 BHP VOLVO PENTA MODEL TAD-1630 DIESEL FIRED EMERGENCY IC ENGINE EQUIPPED WITH TURBOCHARGER W/INTERCOOLER, POWERING A 450 KW GENERATOR. | Diesel | Volvo | TAD-1630 | 450 | 450 |  |  | 1907 W MEYERS | EXETER | 93221
2832 | SJV | CITY OF FRESNO - AIRPORTS |  | 2000 | C-2931-1-0 | 1114 BHP CATERPILLAR MODEL 3412 DIESEL-FIRED EMERGENCY IC ENGINE POWERING A 750 KW ELECTRICAL GENERATOR. | Diesel | Caterpillar | 3412 | 750 | 750 |  |  | 2401 N ASHLEY WAY | FRESNO | 93727 |  | (559) 498-4700
2833 | SJV | CITY OF MERCED |  | 2001 | N-4527-1-0 | 685 HP CUMMINS, MODEL KTTA19G, DIESEL FIRED EMERGENCY IC ENGINE POWERING A 450 KW ELECTRIC GENERATOR. | Diesel | Cummins | KTTA-19G | 450 | 450 |  |  | 346 E YOSEMITE AVENUE | MERCED | 95340
2834 | SJV | CITY OF MERCED |  | 2001 | N-4520-1-0 | 685 HP CUMMINS, MODEL KTTA19G, DIESEL FIRED EMERGENCY FIRED INTERNAL COMBUSTION ENGINE POWERING A 450 KW ELECTRIC GENERATOR (WELL #2). | Diesel | Cummins | KTTA19G | 450 | 450 |  |  | 1201 PARSONS AVENUE | MERCED | 95340
2835 | SJV | CITY OF MERCED |  | 2001 | N-4523-1-0 | 685 HP CUMMINS, MODEL KTTA19G, DIESEL FIRED EMERGENCY INTERNAL COMBUSTION ENGINE POWERING A 450 KW ELECTRIC GENERATOR (WELL #6). | Diesel | Cummins | KTTA19G | 450 | 450 |  |  | 32 E CHILDS AVENUE | MERCED | 95340
2836 | SJV | CITY OF MERCED |  | 2001 | N-4526-1-0 | 685 HP CUMMINS, MODEL KTTA19G, DIESEL FIRED EMERGENCY INTERNAL COMBUSTION ENGINE POWERING A 450 KW ELECTRIC GENERATOR (WELL #10). | Diesel | Cummins | KTTA19G | 450 | 450 |  |  | 3516 CHILDS AVENUE | MERCED | 95340
2837 | SJV | CITY OF MODESTO |  | 2000 | N-4340-1-0 | 1200 BHP DETROIT DIESEL MODEL 16V2000 G70 RI63-7K05, SERIAL# ???, DIESEL-FIRED I.C. ENGINE, EQUIPPED WITH TURBOCHARGER, INTERCOOLER, AND POSITIVE CRANKCASE VENTILATION SYSTEM, USED TO POWER A STANDBY EMERGENCY GENERATOR. | Diesel | Detroit Diesel | RI63-7K05 | 800 |  |  | 1200 | 600 10TH STREET | MODESTO | 95353
2838 | SJV | CITY OF MODESTO, OPERATIONS & MAINTENANC |  | 2002 | N-4642-1-0 | 755 HP CUMMINS MODEL QSX15-G9 DIESEL-FIRED EMERGENCY IC ENGINE POWERING A 400 KW ELECTRICAL GENERATOR (TANK 6) | Diesel | Cummins | QSX15-G9 | 400 | 400 |  |  | 1229 S CARPENTER ROAD | MODESTO | 95358
2839 | SJV | CITY OF MODESTO, PUBLIC WORKS |  | 2000 | N-2338-7-0 | 1850 BHP CUMMINS MODEL KTA50-G3 EMERGENCY DIESEL-FIRED IC ENGINE POWERING A 1250 KW GENERATOR. | Diesel | Cummins | KTA50-G3 | 1250 | 1250 |  |  | 1221 SUTTER AVENUE | MODESTO | 95351 |  | (209) 577-5260
2840 | SJV | CITY OF SHAFTER |  | 2002 | S-3915-1-0 | 535 BHP CUMMINS MODEL N14-G2 DIESEL-FIRED EMERGENCY IC ENGINE POWERING AN ELECTRICAL GENERATOR | Diesel | Cummins | N14-G2 | 356.6667 |  |  | 535 | ZACHARY & 7TH STANDARD ROAD | SHAFTER | 93263
2841 | SJV | CITY OF STOCKTON MUNICIPAL UTILITIES |  | 2001 | N-4476-1-0 | 1,120 BHP (DETROIT DIESEL/MTU MODEL 12V2000 G81 R123-7K06) DIESEL FIRED EMERGENCY STANDBY IC ENGINE SERVING A 755 KW (KOHLER MODEL 750 ROZD-4) ELECTRICAL GENERATOR. | Diesel | Detroit Diesel | R123-7K06 | 755 | 755 |  |  | 8477 N EL DORADO STREET | STOCKTON | 95210
2842 | SJV | CITY OF TRACY |  | 2001 | N-4579-1-0 | 490 HP DETROIT DIESEL S-60 EMERGENCY IC ENGINE DRIVING A 300 KW KOHLER GENERATOR | Diesel | Detroit Diesel | S-60 | 300 | 300 |  |  | 1382 NORTH CHRISMAN ROAD | TRACY | 95376
2843 | SJV | COUNTY OF FRESNO |  | 2001 | C-3903-1-0 | 2,220 HP CUMMINS MODELKTA50-G9 DIESEL-FIRED EMERGENCY IC ENGINE POWERING A 1,250 KW ELECTRICAL GENERATOR. | Diesel | Cummins | KTA50-G9 | 1250 | 1250 |  |  | 1265 M STREET | FRESNO | 93721
2844 | SJV | COUNTY OF FRESNO |  | 2001 | C-3920-1-0 | 1,135 HP CUMMINS/ONAN, MODEL NUMBER QST 30-G1, DIESEL-FIRED EMERGENCY IC ENGINE POWERING AN ELECTRICAL GENERATOR | Diesel | Cummins | QST30-G1 | 756.6667 |  | 1135 |  | 200 "H" STREET | FRESNO | 93702
2845 | SJV | CRICKET COMMUNICATIONS, INC |  | 2002 | N-4646-1-0 | 587 HP CATERPILLAR, MODEL 3406, DIESEL FIRED EMERGENCY INTERNAL COMBUSTION ENGINE POWERING A 400 KW ELECTRIC GENERATOR | Diesel | Caterpilliar | 3406 | 400 | 400 |  |  | 1120 13TH STREET | MODESTO | 95354
2846 | SJV | CYPRESS MENTAL HEALTH CENTER |  | 2002 | S-3842-1-0 | 568 HP KOHLER MODEL 80837405 DIESEL-FIRED EMERGENCY IC ENGINE POWERING A350 KW ELECTRICAL GENERATOR | Diesel | Kohler | 8083-7405 | 350 | 350 |  |  | 1100 S AKERS AVE | VISALIA | 93277 |  | (559) 624-2694
2847 | SJV | DELANO REGIONAL MEDICAL CENTER |  | 2001 | S-2240-4-0 | 605 HP CUMMINS MODEL NTA855-G5 DIESEL-FIRED EMERGENCY IC ENGINE EQUIPPED WITH A TURBOCHARGER AND AFTERCOOLER, POWERING A 400 KW ELECTRICAL GENERATOR | Diesel | Cummins | NTA855-G5 | 400 | 400 |  |  | 1401 GARCES HWY | DELANO | 93215 |  | (661) 725-4800
2848 | SJV | FIRST WORLD COMMUNICATIONS |  | 2000 | C-3756-1-0 | 1120 HP DETROIT DIESEL MODEL 12V2000 EMERGENCY DIESEL-FIRED IC ENGINE POWERING A 750 KW EMERGENCY ELECTRICAL GENERATOR. | Diesel | Detroit Diesel | 12V2000 | 750 | 750 |  |  | 170 W SHAW AVENUE, SUITE B | CLOVIS | 93612
2849 | SJV | FISHER MANUFACTURING CO |  | 2001 | S-2420-4-0 | 526 HP VOLVO PENTA MODEL TAD 1232 EMERGENCY DIESEL IC ENGINE DRIVING A 392 KW ELECTRICAL GENERATOR, WITH TURBO CHARGER / AFTERCOOLER AND POSITIVE CRANKCASE VENTILATION | Diesel | Volvo | TAD1232 | 392 | 392 |  |  | 1900 SOUTH O STREET | TULARE | 93275 |  | (559) 685-5200
2850 | SJV | FOSTER FOOD PRODUCTS |  | 2001 | N-1252-16-0 | 449 HP CATERPILLAR MODEL 3406 DIESEL-FIRED EMERGENCY IC ENGINE POWERING A 300 KW ELECTRICAL GENERATOR. | Diesel | Caterpillar | 3406 | 300 | 300 |  |  | 843 DAVIS STREET | LIVINGSTON | 95334
2851 | SJV | FRESNO COMMUNITY HOSPITAL |  | 2001 | C-540-9-0 | 2,847 HP CATERPILLAR MODEL 3516 DIESEL-FIRED EMERGENCY IC ENGINE POWERING A 2,000 KW ELECTRICAL GENERATOR. | Diesel | Caterpillar | 3516 | 2000 | 2000 |  |  | 2823 FRESNO ST | FRESNO | 93721 |  | (209) 442-3975
2852 | SJV | FRESNO COMMUNITY HOSPITAL |  | 2001 | C-540-10-0 | 2,847 HP CATERPILLAR MODEL 3516 DIESEL-FIRED EMERGENCY IC ENGINE POWERING A 2,000 KW ELECTRICAL GENERATOR. | Diesel | Caterpillar | 3516 | 2000 | 2000 |  |  | 2823 FRESNO ST | FRESNO | 93721 |  | (209) 442-3975
2853 | SJV | FRESNO COMMUNITY HOSPITAL |  | 2001 | C-540-11-0 | 2,847 HP CATERPILLAR MODEL 3516 DIESEL-FIRED EMERGENCY IC ENGINE POWERING A 2,000 KW ELECTRICAL GENERATOR. | Diesel | Caterpillar | 3516 | 2000 | 2000 |  |  | 2823 FRESNO ST | FRESNO | 93721 |  | (209) 442-3975
2854 | SJV | FRESNO COMMUNITY HOSPITAL |  | 2001 | C-540-12-0 | 2,847 HP CATERPILLAR MODEL 3516 DIESEL-FIRED EMERGENCY IC ENGINE POWERING A 2,000 KW ELECTRICAL GENERATOR. | Diesel | Caterpillar | 3516 | 2000 | 2000 |  |  | 2823 FRESNO ST | FRESNO | 93721 |  | (209) 442-3975
2855 | SJV | FRESNO IMAGING CENTER |  | 2001 | C-3910-1-0 | 449 HP CATERPILLAR MODEL 3406 DIESEL-FIRED EMERGENCY IC ENGINE POWERING A 300 KW ELECTRICAL GENERATOR | Diesel | Caterpillar | 3406 | 300 | 300 |  |  | 6191 N THESTA | FRESNO | 93710
2856 | SJV | GAP, INC. |  | 2001 | C-3289-3-0 | 1810 HP CATERPILLAR MODEL 3512B DIESEL-FIRED EMERGENCY IC ENGINE POWERING A 1250 KW ELECTRICAL GENERATOR | Diesel | Caterpillar | 3512B | 1250 | 1250 |  |  | 3400 N. GAP DRIVE | FRESNO | 93727 |  | (805) 339-3422
2857 | SJV | GOLDEN STATE VINTNERS |  | 2001 | C-581-3-0 | 2922 HP CUMMINS MODEL QSK60-G6 DIESEL-FIRED EMERGENCY IC ENGINE POWERING A 2000 KW ELECTRICAL GENERATOR. | Diesel | Cummins | QSK60-G6 | 2000 | 2000 |  |  | 7409 W CENTRAL | FRESNO | 93711 |  | (209) 266-6548
2858 | SJV | GOLDEN STATE VINTNERS |  | 2001 | C-629-8-0 | 2220 HP CUMMINS MODEL KTA50-G9 DIESEL-FIRED EMERGENCY IC ENGINE POWERING A 1500 KW ELECTRICAL GENERATOR. | Diesel | Cummins | KTA50-G9 | 1500 | 1500 |  |  | 8418 S LAC JAC AVE | PARLIER | 93648 |  | (209) 638-3544
2859 | SJV | GOLDEN STATE VINTNERS |  | 2001 | C-629-9-0 | 2922 HP CUMMINS MODEL QSK60-G6 DIESEL-FIRED EMERGENCY IC ENGINE POWERING A 2000 KW ELECTRICAL GENERATOR. | Diesel | Cummins | QSK60-G6 | 2000 | 2000 |  |  | 8418 S LAC JAC AVE | PARLIER | 93648 |  | (209) 638-3544
2860 | SJV | HOGAN MANUFACTURING, INC |  | 2001 | N-407-10-0 | 556 BHP (DETROIT DIESEL MODEL # 12V-71T) DIESEL-FIRED EMERGENCY IC ENGINE POWERING A 350 KW GENERATOR. | Diesel | Detroit Diesel | 12V-71T | 350 | 350 |  |  | 19527 S McHENRY AVE | ESCALON | 95320 |  | (209) 838-7323
2861 | SJV | HOGAN MANUFACTURING, INC |  | 2001 | N-407-11-0 | 730 BHP (VOLVO TAD 1631 GE) EMERGENCY STANDBY DIESEL FIRED IC ENGINE SERVING A 537 KW (VOLVO) ELECTRICAL GENERATOR. | Diesel | Volvo | TAD1631GE | 537 | 537 |  |  | 19527 S McHENRY AVE | ESCALON | 95320 |  | (209) 838-7323
2862 | SJV | ICE CREAM PARTNERS USA LLC |  | 2001 | S-152-2-0 | 2922 HP CUMMINS MODEL QSK60-G6 DIESEL-FIRED EMERGENCY IC ENGINE EQUIPPED WITH A TURBOCHARGER AND AFTERCOOLER, POWERING A 2000 KW ELECTRICAL GENERATOR | Diesel | Cummins | QSK60-G6 | 2000 | 2000 |  |  | 970 CONTINENTAL AVE | TULARE | 93274 |  | (559) 688-1703
2863 | SJV | ICE CREAM PARTNERS USA LLC |  | 2001 | S-152-2-1 | MODIFICATION OF 2922 HP CUMMINS MODEL QSK60-G6 DIESEL-FIRED EMERGENCY IC ENGINE EQUIPPED WITH A TURBOCHARGER AND AFTERCOOLER, POWERING A 2000 KW ELECTRICAL GENERATOR: REVISE DAILY OPERATION TO 24 HRS/DAY | Diesel | Cummins | QSK60-G6 | 2000 | 2000 |  |  | 970 CONTINENTAL AVE | TULARE | 93274 |  | (559) 688-1703
2864 | SJV | ICE CREAM PARTNERS USA, LLC |  | 2001 | S-879-6-0 | 2922 HP CUMMINS MODEL QSK60-G6 DIESEL-FIRED EMERGENCY IC ENGINE POWERING A 2000 KW ELECTRICAL GENERATOR | Diesel | Cummins | QSK60-G6 | 2000 | 2000 |  |  | 7301 DISTRICT BOULEVARD | BAKERSFIELD | 93313 |  | (661) 398-3597
2865 | SJV | ICE CREAM PARTNERS USA, LLC |  | 2001 | S-879-6-1 | MODIFICATION OF 2922 HP CUMMINS MODEL QSK60-G6 DIESEL-FIRED EMERGENCY IC ENGINE POWERING A 2000 KW ELECTRICAL GENERATOR: DELETE LIMIT ON DAILY HOURS OF OPERATION | Diesel | Cummins | QSK60-G6 | 2000 | 2000 |  |  | 7301 DISTRICT BOULEVARD | BAKERSFIELD | 93313 |  | (661) 398-3597
2866 | SJV | ICG TELECOM GROUP INC |  | 2000 | C-3695-1-0 | 1109 BHP CATERPILLAR MODEL 3412 STA DIESEL FIRED EMERGENCY IC ENGINE POWERING A 750 KW ELECTRICAL GENERATOR. | Diesel | Caterpillar | 3412 STA | 750 | 750 |  |  | 4595 W. JACQUELYN AVE. | FRESNO | 93722
2867 | SJV | IKEA PROPERTY |  | 2001 | S-3856-1-0 | EMERGENCY 755 HP CUMMINS, MODEL KTA19-G4, DIESEL FIRED IC ENGINE WITH TURBOCHARGER, AFTERCOOLER, AND POSITIVE CRANKCASE VENTILATION SYSTEM DRIVING AN ELECTRICAL GENERATOR | Diesel | Cummins | KTA19-G4 | 503.3333 |  | 755 |  | 4104 INDUSTRIAL PARKWAY | LEBEC | 93243
2868 | SJV | KERN SCHOOLS FEDERAL CREDIT UNION |  | 2001 | S-3922-1-0 | 755 HP CUMMINS MODEL QSX15-G9 DIESEL-FIRED INTERNAL COMBUSTION EMERGENCY STANDBY ENGINE POWERING A 400 KW ONAN 400DFEH ELECTRIC GENERATOR | Diesel | Cummins | QSX15-G9 | 400 | 400 |  |  | 4901 COMMERCE DRIVE | BAKERSFIELD | 93389-9506
2869 | SJV | KOVACEVICH 5 FARMS |  | 2001 | S-3874-1-1 | 1180 BHP CATERPILLAR, MODEL 3412STA, EMERGENCY DIESEL-FIRED IC ENGINE DRIVING A 800 KW CATERPILLAR, MODEL SR4B, GENERATOR | Diesel | Caterpillar | 3412 STA | 800 | 800 |  |  | 14276 COUNTY LINE ROAD | DELANO | 93215-2517
2870 | SJV | KRAFT FOODS INC |  | 2001 | N-1933-22-0 | 2487.9 HP CATERPILLAR MODEL XQ1750 DIESEL-FIRED EMERGENCY IC ENGINE DRIVING 1750 KW CATERPILLAR ELECTRICAL GENERATOR | Diesel | Caterpillar | XQ1750 | 1750 | 1750 |  |  | 901 E WHITMORE | MODESTO | 95358 |  | (209) 541-3400
2871 | SJV | KRAFT FOODS INC |  | 2001 | N-1933-23-0 | 2487.9 HP CATERPILLAR MODEL XQ1750 DIESEL-FIRED EMERGENCY IC ENGINE DRIVING 1750 KW CATERPILLAR ELECTRICAL GENERATOR | Diesel | Caterpillar | XQ1750 | 1750 | 1750 |  |  | 901 E WHITMORE | MODESTO | 95358 |  | (209) 541-3400
2872 | SJV | KRAFT FOODS INC |  | 2001 | N-1933-24-0 | 2487.9 HP CATERPILLAR MODEL XQ1750 DIESEL-FIRED EMERGENCY IC ENGINE DRIVING 1750 KW CATERPILLAR ELECTRICAL GENERATOR | Diesel | Caterpillar | XQ1750 | 1750 | 1750 |  |  | 901 E WHITMORE | MODESTO | 95358 |  | (209) 541-3400
2873 | SJV | KRAFT FOODS INC |  | 2001 | N-1933-25-0 | 2487.9 HP CATERPILLAR MODEL XQ1750 DIESEL-FIRED EMERGENCY IC ENGINE DRIVING 1750 KW CATERPILLAR ELECTRICAL GENERATOR | Diesel | Caterpillar | XQ1750 | 1750 | 1750 |  |  | 901 E WHITMORE | MODESTO | 95358 |  | (209) 541-3400
2874 | SJV | KRAFT FOODS, INC |  | 2001 | S-843-14-0 | 2487.9 HP CATERPILLAR MODEL XQ1750 DIESEL-FIRED EMERGENCY IC ENGINE DRIVING 1750 KW CATERPILLAR ELECTRICAL GENERATOR | Diesel | Caterpillar | XQ1750 | 1750 | 1750 |  |  | 10800 AVENUE 184 | TULARE | 93274-9514 |  | (559) 685-0790
2875 | SJV | KRAFT FOODS, INC |  | 2001 | S-843-15-0 | 2487.9 HP CATERPILLAR MODEL XQ1750 DIESEL-FIRED EMERGENCY IC ENGINE DRIVING 1750 KW CATERPILLAR ELECTRICAL GENERATOR | Diesel | Caterpillar | XQ1750 | 1750 | 1750 |  |  | 10800 AVENUE 184 | TULARE | 93274-9514 |  | (559) 685-0790
2876 | SJV | KRAFT FOODS, INC |  | 2001 | S-843-16-0 | 2487.9 HP CATERPILLAR MODEL XQ1750 DIESEL-FIRED EMERGENCY IC ENGINE DRIVING 1750 KW CATERPILLAR ELECTRICAL GENERATOR | Diesel | Caterpillar | XQ1750 | 1750 | 1750 |  |  | 10800 AVENUE 184 | TULARE | 93274-9514 |  | (559) 685-0790
2877 | SJV | LEPRINO FOODS |  | 2000 | N-474-9-0 | 910 BHP DETROIT DIESEL MODEL 12V200 G70 R123-7KO5 EMERGENCY DIESEL-FIRED IC ENGINE POWERING A 600 KW ELECTRICAL GENERATOR. | Diesel | Detroit Diesel | 12V2000 | 600 | 600 |  |  | 2401 MACARTHUR BLVD | TRACY | 95376 |  | (209) 835-8340
2878 | SJV | LEVEL 3 |  | 2000 | C-3706-1-0 | 2172 HP CATERPILLAR MODEL 3512B DIESEL-FIRED EMERGENCY IC ENGINE POWERING A 1500 KW ELECTRICAL GENERATOR. | Diesel | Caterpillar | 3512B | 1500 | 1500 |  |  | 305 W NAPA AVE | FRESNO | 93706
2879 | SJV | LEVEL 3 |  | 2001 | C-3706-2-0 | 2172 HP CATERPILLAR MODEL 3512B DIESEL-FIRED EMERGENCY IC ENGINE #2 POWERING A 1500 KW ELECTRICAL GENERATOR. | Diesel | Caterpillar | 3512B | 1500 | 1500 |  |  | 305 W NAPA AVE | FRESNO | 93706
2880 | SJV | LEVEL 3 COMMUNICATIONS LLC |  | 2001 | N-4393-2-0 | 449 HP CATERPILLAR, MODEL 3406, DIESEL FIRED EMERGENCY IC ENGINE POWERING A 300 KW ELECTRIC GENERATOR. | Diesel | Caterpillar | 3406 | 300 | 300 |  |  | 2079 MINER AVENUE | STOCKTON | 95205
2881 | SJV | LIPTON |  | 2001 | N-672-11-0 | 1,972 BHP MITSUBISHI MODEL S12R-PTA2 EMERGENCY STANDBY DIESEL FIRED IC ENGINE SERVING A 1,250 KW KATOLIGHT MODEL D1250FRY4 ELECTRICAL GENERATOR. | Diesel | Mitsubishi | S12R-PTA2 | 1250 | 1250 |  |  | 1400 WATERLOO RD | STOCKTON | 95205 |  | (209) 466-9580
2882 | SJV | LIPTON |  | 2001 | N-1351-10-0 | 1,972 BHP MITSUBISHI MODEL S12R-PTA2 EMERGENCY STANDBY DIESEL FIRED IC ENGINE SERVING A 1,250 KW KATOLIGHT MODEL D1250FRY4 ELECTRICAL GENERATOR. | Diesel | Mitsubishi | S12R-PTA2 | 1250 | 1250 |  |  | 1785 ASHBY ROAD | MERCED | 95344 |  | (209) 723-8831
2883 | SJV | LODI GAS STORAGE LLC |  | 2001 | N-4238-7-0 | ONE 1,508-BHP WAUKESHA VHP7100GSI NATURAL GAS FIRED RICH BURN IC ENGINE POWERING AN EMERGENCY GENERATOR. THE ENGINE IS SERVED BY A 3-WAY CATALYTIC CONVERTER. | Natural Gas | Waukesha | VHP7100GSI | 1005.3333 |  |  | 1508 | SAN JOAQUIN COUNTY | LODI | 95240 |  | (281) 679-3592
2884 | SJV | LOS BANOS FOODS, INC |  | 2001 | N-1363-5-0 | 2,220 BHP CUMMINS MODEL KTA50-G9 DIESEL FIRED EMERGENCY STANDBY IC ENGINE SERVING A 1850 KW ELECTRICAL GENERATOR. | Diesel | Cummins | KTA50-G9 | 1850 | 1850 |  |  | 1155 E PACHECO BLVD | LOS BANOS | 93635 |  | (559) 233-5154
2885 | SJV | LOS GATOS TOMATO PRODUCTS |  | 2001 | C-787-9-0 | 2304 HP CATERPILLAR MODEL 3516 DIESEL-FIRED EMERGENCY IC ENGINE POWERING A 1750 KW ELECTRICAL GENERATOR | Diesel | Caterpillar | 3516 | 1750 | 1750 |  |  | 19800 GALE AVE | HURON | 93234 |  | (209) 945-2700
2886 | SJV | LOWE'S HIW INC |  | 2000 | N-4440-1-0 | 550 BHP DETROIT MODEL 6065TK35 DIESEL-FIRED IC ENGINE WITH A TURBOCHARGER, INTERCOOLER/AFTERCOOLER AND PCV SYSTEM SERVING A STANDBY EMERGENCY GENERATOR. | Diesel | Detroit Diesel | 6065-TK35 | 366.6667 |  |  | 550 | 3801 PELANDALE ROAD | MODESTO | 95356
2887 | SJV | M & L COLD STORAGE |  | 2001 | S-3836-1-0 | 1850 BHP CUMMINS KTA50-G3 EMERGENCY DIESEL ENGINE POWERING AN ELECTRICAL GENERATOR | Diesel | Cummins | KTA50-G3 | 1233.3333 |  |  | 1850 | 33164 POND ROAD | DELANO | 93250
2888 | SJV | M CARATAN INC |  | 2001 | S-533-7-0 | 605 HP CUMMINS MODEL NTA855-G5 DIESEL-FIRED I.C. ENGINE WITH TURBOCHARGER, AFTERCOOLER, AND PCV SYSTEM POWERING 400 KW ONAN EMERGENCY ELECTRICAL GENERATOR | Diesel | Cummins | NTA855-G5 | 400 | 400 |  |  | CECIL AVE & FAMOSO | DELANO | 93215 |  | (661) 725-2566
2889 | SJV | MCI TELECOMMUNICATIONS, INC. |  | 2001 | N-533-3-0 | 1490 HP CUMMINS/ONAN MODEL 1000 DFHD DIESEL-FIRED EMERGENCY IC ENGINE POWERING A 1000 KW ELECTRICAL GENERATOR. | Diesel | Cummins | 1000DFHD | 1000 | 1000 |  |  | 28455 S. CORRAL HOLLOW RD | TRACY | 96376 |  | (916) 373-4606
2890 | SJV | MEMORIAL HOSPITAL LOS BANOS |  | 2002 | N-4578-1-0 | 519 HP CATERPILLAR MODEL 3406 EMERGENCY DIESEL-FIRED IC ENGINE EQUIPPED WITH A TURBOCHARGER AND AN AFTERCOOLER/INTERCOOLER POWERING A 350 KW ELECTRICAL GENERATOR | Diesel | Caterpilliar | 3406 | 350 | 350 |  |  | 520 WEST I ST | LOS BANOS | 93635
2891 | SJV | MERCY HOSPITAL & HEALTH SERVICES |  | 2000 | N-4386-2-0 | 575 BHP DETROIT DIESEL MODEL 7123-7305, SERIAL # 12VA 18987, EMERGENCY I.C. ENGINE USED TO POWER A GENERATOR. | Diesel | Detroit Diesel | 7123-7305 | 383.3333 |  |  | 575 | 2740 M STREET | MERCED | 95340
2892 | SJV | MERCY MEDICAL CENTER MERCED COMMUNITY |  | 2001 | N-4073-5-0 | 570 HP DETROIT, MODEL WLC 300CAH, DIESEL FIRED EMERGENCY IC ENGINE POWERING A 300 KW ELECTRIC GENERATOR. | Diesel | Detroit Diesel | WLC300CAH | 300 | 300 |  |  | 301 E 13TH ST | MERCED | 95340 |  | (209) 385-7146
2893 | SJV | ORTHOPEDIC MEDICAL GROUP INC |  | 2001 | N-4460-1-0 | 446 HP GENERAC MODEL 13.3 DTA DIESEL-FIRED EMERGENCY IC ENGINE POWERING A 300 KW ELECTRICAL GENERATOR | Diesel | Generac | 13.3 DTA | 300 | 300 |  |  | 2388 N CALIFORNIA STREET | STOCKTON | 95202
2894 | SJV | PACIFIC BELL |  | 2000 | C-1643-2-0 | 535 HP CUMMINS MODEL N14-G2 DIESEL-FIRED IC ENGINE POWERING A 324 KW EMERGENCY GENERATOR. | Diesel | Cummins | N14-G2 | 324 | 324 |  |  | 450 E NEWPORT DR | FRESNO | 93720 |  | (800) 757-6575
2895 | SJV | PACIFIC BELL |  | 2000 | C-1643-3-0 | 535 HP CUMMINS MODEL N14-G2 DIESEL-FIRED IC ENGINE POWERING A 324 KW EMERGENCY GENERATOR. | Diesel | Cummins | N14-G2 | 324 | 324 |  |  | 450 E NEWPORT DR | FRESNO | 93720 |  | (800) 757-6575
2896 | SJV | PACIFIC BELL |  | 2000 | C-1670-3-0 | 568 HP DETROIT DIESEL MODEL 8083-7405 DIESEL-FIRED EMERGENCY IC ENGINE POWERING A 350 KW ELECTRICAL GENERATOR. | Diesel | Detroit Diesel | 8083-7405 | 350 | 350 |  |  | 4309 N POLK | FRESNO | 93722 |  | (800) 757-6575
2897 | SJV | PACIFIC BELL |  | 2000 | C-3642-1-0 | 754 HP CATERPILLAR MODEL 3412 EMERGENCY DIESEL-FIRED INTERNAL COMBUSTION ENGINE DRIVING A 500KW ELECTRIC GENERATOR | Diesel | Caterpillar | 3412 | 500 | 500 |  |  | 429 W. SIERRA AVE | FRESNO | 93704
2898 | SJV | PACIFIC BELL |  | 2001 | N-3693-2-0 | 1495 HP DETROIT MODEL R163-7K06 DIESEL-FIRED EMERGENCY IC ENGINE POWERING A 900 KW ELECTRICAL GENERATOR. | Diesel | Detroit Diesel | R163-7K06 | 900 | 900 |  |  | 124 W ELM ST | LODI | 95240 |  | (800) 757-6575
2899 | SJV | PACIFIC BELL |  | 2001 | N-2412-5-0 | 2935 HP DETROIT MODEL T163-7K37 DIESEL-FIRED EMERGENCY IC ENGINE POWERING A 1590 KW ELECTRICAL GENERATOR. | Diesel | Detroit Diesel | T163-7K37 | 1590 | 1590 |  |  | 345 N SAN JOAQUIN STREET | STOCKTON | 95202 |  | (800) 757-6575
2900 | SJV | PACIFIC BELL WIRELESS |  | 2000 | N-4377-1-0 | 755 BHP CUMMINS MODEL KTA19-G4 EMERGENCY DIESEL FIRED IC ENGINE EQUIPPED WITH TURBOCHARGER AND AFTERCOOLER/INTERCOOLER DRIVING A ONAN ELECTRICAL GENERATOR | Diesel | Cummins | KTA19-G4 | 503.3333 |  |  | 755 | 1920 CUSTOMER CARE WAY | ATWATER | 95301
2901 | SJV | PACTIV CORPORATION |  | 2001 | S-892-18-0 | 2,610 BHP CATERPILLAR MODEL 3516B DIESEL-FIRED EMERGENCY IC ENGINE WITH TURBOCHARGER AND AFTERCOOLER POWERING AN 1880 KW EMERGENCY GENERATOR | Diesel | Caterpillar | 3516B | 1880 | 1880 |  |  | 2024 NORRIS RD | BAKERSFIELD | 93308-2297 |  | (661) 392-4020
2902 | SJV | PACTIV CORPORATION |  | 2001 | S-892-19-0 | 2,610 BHP CATERPILLAR MODEL 3516B DIESEL-FIRED EMERGENCY IC ENGINE WITH TURBOCHARGER AND AFTERCOOLER POWERING AN 1880 KW EMERGENCY GENERATOR | Diesel | Caterpillar | 3516B | 1880 | 1880 |  |  | 2024 NORRIS RD | BAKERSFIELD | 93308-2297 |  | (661) 392-4020
2903 | SJV | PACTIV CORPORATION |  | 2001 | S-892-20-0 | 2,610 BHP CATERPILLAR MODEL 3516B DIESEL-FIRED EMERGENCY IC ENGINE WITH TURBOCHARGER AND AFTERCOOLER POWERING AN 1880 KW EMERGENCY GENERATOR | Diesel | Caterpillar | 3516B | 1880 | 1880 |  |  | 2024 NORRIS RD | BAKERSFIELD | 93308-2297 |  | (661) 392-4020
2904 | SJV | PACTIV CORPORATION |  | 2001 | S-892-21-0 | 2,610 BHP CATERPILLAR MODEL 3516B DIESEL-FIRED EMERGENCY IC ENGINE WITH TURBOCHARGER AND AFTERCOOLER POWERING AN 1880 KW EMERGENCY GENERATOR | Diesel | Caterpillar | 3516B | 1880 | 1880 |  |  | 2024 NORRIS RD | BAKERSFIELD | 93308-2297 |  | (661) 392-4020
2905 | SJV | PAC-WEST TELECOMM INC |  | 2001 | N-4451-1-0 | 446 BHP HINO MODEL 13.3 DTA DIESEL-FIRED EMERGENCY IC ENGINE POWERING A 300 KW ELECTRICAL GENERATOR. | Diesel | Hino | 13.3 DTA | 300 | 300 |  |  | 1776 W MARCH LANE | STOCKTON | 95207-6450
2906 | SJV | PAC-WEST TELECOMMUNICATIONS |  | 2000 | N-3121-3-0 | 1135 BHP CUMMINS MODEL QST30-G1 DIESEL FIRED EMERGENCY I.C. ENGINE, EQUIPPED WITH TURBOCHARGER, INTERCOOLER/AFTERCOOLER, POSITIVE CRANKCASE VENTILATION AND INJECTION TIMING RETARDED 4 DEGREES, USED TO POWER AN ELECTRIC GENERATOR. | Diesel | Cummins | QST30-G1 | 756.6667 |  |  | 1135 | 4210 CORONADO AVE | STOCKTON | 95204 |  | (209) 462-5214
2907 | SJV | PASTORIA ENERGY FACILITY, LLC |  | 2000 | S-3636-7-0 | 814 HP CATERPILLAR MODEL G3512 SC TA NATURAL GAS FIRED IC ENGINE DRIVING AN EMERGENCY ELECTRICAL GENERATOR, WITH THREE-WAY EXHAUST CATALYST | Natural Gas | Caterpillar | G3512 SCTA | 542.6667 |  | 814 |  | TEJON RANCH 30 MILES S OF BAKERSFIELD | RANCHO EL TEJON | 93243
2908 | SJV | PENNY NEWMAN GRAIN COMPANY |  | 2001 | N-227-37-0 | 449 BHP CATERPILLAR MODEL 3406CDITA DIESEL FIRED EMERGENCY STANDBY IC ENGINE SERVING A 300 KW ELECTRICAL GENERATOR. | Diesel | Caterpillar | 3406C DITA | 300 | 300 |  |  | 1805 W HARBOR ROAD | STOCKTON | 95201 |  | (559) 488-8800
2909 | SJV | S.C. JOHNSON HOME STORAGE INC. |  | 2001 | C-437-29-0 | 760 HP VOLVO MODEL #TAD 1631 GE DIESEL-FIRED EMERGENCY IC ENGINE POWERING A 505 KW ELECTRICAL GENERATOR | Diesel | Volvo | TAD1631GE | 505 | 505 |  |  | 4787 E DATE AVE | FRESNO | 93725 |  | (559) 488-7600
2910 | SJV | S.C. JOHNSON HOME STORAGE INC. |  | 2001 | C-437-30-0 | 760 HP VOLVO MODEL #TAD 1631 GE DIESEL-FIRED EMERGENCY IC ENGINE POWERING A 505 KW ELECTRICAL GENERATOR | Diesel | Volvo | TAD1631GE | 505 | 505 |  |  | 4787 E DATE AVE | FRESNO | 93725 |  | (559) 488-7600
2911 | SJV | SAINT AGNES MEDICAL CENTER |  | 2001 | C-1059-21-0 | 2847 HP CATERPILLAR MODEL 3516B DIESEL-FIRED EMERGENCY IC ENGINE POWERING A 2000 KW ELECTRICAL GENERATOR | Diesel | Caterpillar | 3516B | 2000 | 2000 |  |  | 1303 E HERNDON AVE | FRESNO | 93720 |  | (209) 449-3313 X3241
2912 | SJV | SALADINO'S |  | 2001 | C-3909-1-0 | 749 HP CATERPILLAR MODEL 3412TTA DIESEL-FIRED EMERGENCY IC ENGINE POWERING A 500 KW ELECTRICAL GENERATOR. | Diesel | Caterpillar | 3412TTA | 500 | 500 |  |  | 4397 N GOLDEN STATE BLVD | FRESNO | 93722
2913 | SJV | STATE OF CALIFORNIA - DEPT OF JUSTICE |  | 2001 | N-4541-1-0 | 1180 HP CATERPILLAR, MODEL 3412, DIESEL FIRED EMERGENCY IC ENGINE POWERING A 800 KW ELECTRIC GENERATOR. | Diesel | Caterpillar | 3412 | 800 | 800 |  |  | 1306 HUGHES LANE | RIPON | 95366
2914 | SJV | STERILE RECOVERIES INC |  | 2001 | N-4587-1-0 | 519 HP CATERPILLAR, MODEL 3406 C, DIESEL FIRED EMERGENCY INTERNAL COMBUSTION ENGINE POWERING A 350 KW ELECTRIC GENERATOR. | Diesel | Caterpillar | 3406C | 350 | 350 |  |  | 6801 LONGE STREET | STOCKTON | 95206
2915 | SJV | STOCKTON EAST WATER DISTRICT |  | 2001 | N-823-12-0 | 890 HP CATERPILLAR, MODEL 3412 TA, DIESEL FIRED EMERGENCY IC ENGINE POWERING A 600 KW ELECTRIC GENERATOR. | Diesel | Caterpillar | 3412 TA | 600 | 600 |  |  | 6767 E MAIN STREET | STOCKTON | 95205 |  | (209) 948-0333
2916 | SJV | THE DIMARE COMPANY |  | 2001 | N-4585-1-0 | 1490 BHP CUMMINS, MODEL QST30-65, EMERGENCY DIESEL-FIRED IC ENGINE POWERING A 1000 KW ELECTRIC GENERATOR. | Diesel | Cummins | QST30-65 | 1000 | 1000 |  |  | 1406 N STREET | NEWMAN | 95360
2917 | SJV | UNITED STATES PENITENTIARY |  | 2000 | N-4254-6-0 | 2,220 HP CUMMINS (MODEL # KTA 50-G9) DIESEL-FIRED EMERGENCY IC ENGINE POWERING A 1,500 KW ELECTRICAL GENERATOR | Diesel | Cummins | KTA50-G9 | 1500 | 1500 |  |  | NUMBER 1 FEDERAL WAY | ATWATER | 95301 |  | (202) 514-5942
2918 | SJV | UNIVISION TELEVISION GROUP |  | 2001 | S-3832-1-0 | 519 HP CATERPILLAR MODEL 3406 (SERIAL # 1LF01383) EMERGENCY DIESEL-FIRED IC ENGINE DRIVING A 350 KW GENERATOR | Diesel | Caterpillar | 3406 | 350 | 350 |  |  | 5801 TRUXTUN AVENUE | BAKERSFIELD | 93309
2919 | SJV | USDA/ARS |  | 2001 | C-3652-1-0 | 830 HP DETROIT DIESEL MODEL 8123-7405 DIESEL-FIRED EMERGENCY IC ENGINE DRIVING 515 KW SPECTRUM 500DS ELECTRICAL GENERATOR | Diesel | Detroit Diesel | 8123-7405 | 515 | 515 |  |  | 9611 S RIVERBEND AVE | PARLIER | 93648
2920 | SJV | VERIZON CALIFORNIA |  | 2001 | C-3922-1-0 | 535 HP CUMMINS MODEL N14-G2, DIESEL FIRED EMERGENCY IC ENGINE DRIVING A 300 KW ELECTRICAL GENERATOR. | Diesel | Cummins | N14-G2 | 300 | 300 |  |  | 635 "N" STREET | SANGER | 93657
2921 | SJV | VERIZON WIRELESS - STOCKTON SWITCH |  | 2002 | N-4560-1-0 | 896 HP CATERPILLAR MODEL 3412C DIESEL-FIRED EMERGENCY IC ENGINE POWERING A 600 KW ELECTRICAL GENERATOR | Diesel | Caterpillar | 3412C | 600 | 600 |  |  | 3202 MOURFIELD ROAD | STOCKTON | 95206
2922 | SJV | VISALIA CITY PUBLIC SAFETY DEP |  | 2001 | S-2425-2-0 | 605 BHP CUMMINS MODEL NTA855-G5 DIESEL FIRED EMERGENCY IC ENGINE EQUIPPED WITH TURBOCHARGER W/AFTERCOOLER, POWERING A 400 KW ONAN GENERATOR. | Diesel | Cummins | NTA855-G5 | 400 | 400 |  |  | 303 S JOHNSON | VISALIA | 93291 |  | (209) 738-3266
2923 | SJV | WELLHEAD INC |  | 2001 | S-3853-1-0 | 518 BHP VOLVO MODEL TAD1232GE EMERGENCY DIESEL FIRED IC ENGINE DRIVING A 375 KW SDMO MODEL GS375ES GENERATOR | Diesel | Volvo | TAD1232GE | 375 | 375 |  |  | 3912 GILMORE AVENUE | BAKERSFIELD | 93308 |  | (661) 325-5026
2924 | SJV | AERA ENERGY LLC |  | 2002 | S-1547-1105-0 | 1085 HP DETROIT DIESEL DIESEL-FIRED MODEL 16V-92 8163-7405 EMERGENCY IC ENGINE POWERING A 800 KW ELECTRICAL GENERATOR. | Diesel | Detroit Diesel | 8163-7405 | 800 | 800 |  |  | HEAVY OIL WESTERN | KERN COUNTY |  |  | (661) 665-5279
2925 | SJV | ANLIN INDUSTRIES |  | 2002 | C-4017-1-0 | 743 HP CATERPILLAR MODEL 3412C DIESEL-FIRED EMERGENCY IC ENGINE EQUIPPED WITH A TURBOCHARGER AND INTERCOOLER/AFTERCOOLER POWERING AN ELECTRICAL GENERATOR | Diesel | Caterpillar | 3412C | 495.3333 |  | 743 |  | 1665 TOLLHOUSE RD | CLOVIS | 93611
2926 | SJV | AT&T COMMUNICATIONS |  | 2002 | S-861-2-0 | 1502 HP CATERPILLAR MODEL 3508 DIESEL-FIRED EMERGENCY IC ENGINE POWERING A 1000 KW ELECTRICAL GENERATOR | Diesel | Caterpillar | 3508 | 1000 | 1000 |  |  | 1520 20TH STREET | BAKERSFIELD | 93301 |  | (805) 325-1037
2927 | SJV | CAL DIAMOND |  | 2002 | S-3938-1-0 | 985 HP DDC/MTV MODEL 12V2000G42 DIESEL-FIRED EMERGENCY IC ENGINE POWERING A 650 KW ELECTRICAL GENERATOR | Diesel | Detroit Diesel | 12V200-G42 | 650 | 650 |  |  | 2255 HIGHWAY 99/AVE 24 AHN BUILDING #4 | DELANO | 93215
2928 | SJV | CALIFORNIA DAIRIES, INC. |  | 2002 | S-1346-21-0 | 2934 HP CATERPILLAR MODEL 3516B DITA DIESEL-FIRED EMERGENCY IC ENGINE POWERING A 1750 KW ELECTRICAL GENERATOR | Diesel | Caterpillar | 3516B | 1750 | 1750 |  |  | 11894 AVENUE 120 | TIPTON | 93272 |  | (559) 825-2200
2929 | SJV | CALIFORNIA DAIRIES, INC. |  | 2002 | S-1346-22-0 | 2934 HP CATERPILLAR MODEL 3516B DITA DIESEL-FIRED EMERGENCY IC ENGINE POWERING A 2000 KW ELECTRICAL GENERATOR | Diesel | Caterpillar | 3516B | 2000 | 2000 |  |  | 11894 AVENUE 120 | TIPTON | 93272 |  | (559) 825-2200
2930 | SJV | CALIFORNIA STATE DEPT OF JUSTICE |  | 2002 | C-4046-1-0 | 1,807 CATERPILLAR MODEL 3512 DIESEL-FIRED EMERGENCY IC ENGINE POWERING A 1,250 KW ELECTRICAL GENERATOR | Diesel | Caterpillar | 3512 | 1250 | 1250 |  |  | 5311 N WOODROW AVE | FRESNO | 93703
2931 | SJV | CALIFORNIA STATE UNIVERSITY, FRESNO ASSN |  | 2002 | C-4080-1-0 | 1,807 HP CATERPILLAR MODEL 3512 DIESEL-FIRED EMERGENCY IC ENGINE POWERING AN ELECTRICAL GENERATOR | Diesel | Caterpillar | 3512 | 1204.6667 |  | 1807 |  | 5075 N CHESTNUT AVE | FRESNO | 93740
2932 | SJV | CALIFORNIA WATER SERVICE |  | 2002 | S-4027-1-0 | 2934 BHP CATERPILLAR MODEL #3516, SERIAL #7RNO1429, DIESEL FIRED EMERGENCY IC ENGINE SERVED BY A TURBOCHARGER, INTERCOOLER/AFTERCOOLER, AND A POSITIVE CRANKCASE VENTILATION SYSTEM POWERING A 2000 KW ELECTRIC GENERATOR. | Diesel | Caterpillar | 3516 | 1956 |  |  | 2934 | 10000 BELLA DR | BAKERSFIELD | 93306
2933 | SJV | CENTRAL VALLEY ENERGY CENTER LLC |  | 2002 | N-3959-7-0 | 1,529 HP CUMMINS MODEL QSV81G OR EQUIVALENT LEAN BURN NATURAL GAS-FIRED EMERGENCY IC ENGINE POWERING A 1,100 KW ELECTRICAL GENERATOR | Natural Gas | Cummins | QSV81G | 1100 | 1100 |  |  | NEAR THE INTERSECTION OF W MANNING | SAN JOAQUIN | 93660
2934 | SJV | CINGULAR WIRELESS |  | 2002 | N-4658-1-0 | 1,114 HP CATERPILLAR MODEL 3412C TA DIESEL-FIRED EMERGENCY IC ENGINE POWERING AN ELECTRICAL GENERATOR | Diesel | Caterpillar | 3412C TA | 742.6667 |  | 1114 |  | 6762 S LONGE STREET | STOCKTON | 95206
2935 | SJV | CITY OF CLOVIS |  | 2002 | C-3333-3-0 | 1502 HP CATERPILLAR MODEL 3508 DIESEL-FIRED EMERGENCY IC ENGINE POWERING A 1000 KW ELECTRICAL GENERATOR | Diesel | Caterpillar | 3508 | 1000 | 1000 |  |  | 1033 5TH ST | CLOVIS | 93612 |  | (209) 297-2371
2936 | SJV | CITY OF DELANO |  | 2002 | S-3989-1-0 | 600 HP CUMMINS MODEL KTA 19-G2 DIESEL-FIRED EMERGENCY IC ENGINE POWERING A 400 KW ELECTRICAL GENERATOR | Diesel | Cummins | KTA19-G2 | 400 | 400 |  |  | 5TH AVE & RANDOLPH ST | DELANO | 93215
2937 | SJV | CITY OF FRESNO |  | 2002 | C-4020-2-0 | 449 HP CATERPILLAR MODEL 3406 DIESEL-FIRED EMERGENCY IC ENGINE POWERING A 300 KW ELECTRICAL GENERATOR | Diesel | Caterpillar | 3406 | 300 | 300 |  |  | 1800 TULARE ST | FRESNO | 93721
2938 | SJV | CITY OF FRESNO |  | 2002 | C-4020-1-0 | 449 HP CATERPILLAR MODEL 3406 DIESEL-FIRED EMERGENCY IC ENGINE POWERING A 300 KW ELECTRICAL GENERATOR | Diesel | Caterpillar | 3406 | 300 | 300 |  |  | 1800 TULARE ST | FRESNO | 93721
2939 | SJV | CITY OF FRESNO - AIRPORTS |  | 2002 | C-2930-6-0 | 1,114 HP CATERPILLAR MODEL 3412 DIESEL-FIRED EMERGENCY IC ENGINE POWERING AN ELECTRICAL GENERATOR | Diesel | Caterpillar | 3412 | 742.6667 |  | 1114 |  | 5175 E CLINTON - TERMINAL BLD | FRESNO | 93727 |  | (559) 498-4700
2940 | SJV | CITY OF MERCED |  | 2002 | N-4529-1-0 | 685 HP CUMMINS, MODEL KTA19-G3, DIESEL FIRED EMERGENCY INTERNAL COMBUSTION ENGINE POWERING A 450 KW ELECTRIC GENERATOR. | Diesel | Cummins | KTA19-G3 | 450 | 450 |  |  | 2110 WARDROBE | MERCED | 95340
2941 | SJV | CITY OF MERCED |  | 2002 | N-4524-1-0 | 755 HP CUMMINS, MODEL KTA19-G4, DIESEL FIRED EMERGENCY INTERNAL COMBUSTION ENGINE POWERING A 500 KW ELECTRIC GENERATOR. | Diesel | Cummins | KTA19-G4 | 500 | 500 |  |  | 3362 MCKEE ROAD | MERCED | 95340
2942 | SJV | CITY OF MERCED |  | 2002 | N-4302-7-0 | 2,155 HP CATERPILLAR, MODEL 3512 BTA, DIESEL FIRED EMERGENCY INTERNAL COMBUSTION ENGINE POWERING A 1,500 KW ELECTRIC GENERATOR. | Diesel | Caterpillar | 3512 | 1500 | 1500 |  |  | 10260 GOVE ROAD | MERCED | 95340
2943 | SJV | CITY OF MERCED |  | 2002 | N-4528-1-0 | 685 HP CUMMINS, MODEL KTA19-G3, DIESEL FIRED EMERGENCY INTERNAL COMBUSTION ENGINE POWERING A 450 KW ELECTRIC GENERATOR. | Diesel | Cummins | KTA19-G3 | 450 | 450 |  |  | 2890 GERARD AVENUE | MERCED | 95340
2944 | SJV | CITY OF MODESTO |  | 2002 | N-4470-1-0 | 568 HP DETROIT DIESEL MODEL 8V-92TA 8083-7405 DIESEL-FIRED EMERGENCY IC ENGINE POWERING A 350 KW ELECTRICAL GENERATOR. | Diesel | Detroit Diesel | 8V-92TA | 350 | 350 |  |  | 300 CODONI AVENUE | MODESTO | 95357
2945 | SJV | CITY OF MODESTO |  | 2002 | N-3166-2-0 | 755 HP CUMMINS MODEL QSX15-G9 DIESEL-FIRED EMERGENCY IC ENGINE POWERING A 400 KW ELECTRICAL GENERATOR (TANK 5). | Diesel | Cummins | QSX15-G9 | 400 | 400 |  |  | OAKDALE RD & BRIGGSMORE AVE | MODESTO | 95354 |  | (209) 571-5102
2946 | SJV | CITY OF TRACY |  | 2002 | N-4653-1-0 | 635 HP DETROIT MODEL 6063-HR35 EMERGENCY DIESEL-FIRED IC ENGINE WITH A TURBOCHARGER AND AN AFTERCOOLER/INTERCOOLER POWERING A 355 KW ELECTRICAL GENERATOR SERVING A MUNICIPAL WATER WELL. | Diesel | Detroit Diesel | 6063-HR35 | 355 | 355 |  |  | WEST TWELFTH STREET AT LONNA WAY | TRACY | 95376
2947 | SJV | COUNTY OF KERN, GENERAL SERVICES |  | 2002 | S-4015-1-0 | 471 HP CATERPILLAR MODEL 3456 DIESEL-FIRED EMERGENCY IC ENGINE POWERING A 300 KW ELECTRICAL GENERATOR | Diesel | Caterpillar | 3456 | 300 | 300 |  |  | NE CORNER QUALITY ROAD/LERDO HWY | BAKERSFIELD | 93308
2948 | SJV | DAISEYTEK INTERNATIONAL |  | 2002 | S-4000-1-0 | 462.6 HP VOLVO MQ POWER MODEL TAD1240GE DIESEL-FIRED EMERGENCY IC ENGINE POWERING A 300 KW ELECTRICAL GENERATOR | Diesel | Volvo | TAD1240GE | 300 | 300 |  |  | 4049 INDUSTRIAL PARKWAY DR | LEBEC | 93243
2949 | SJV | DAISEYTEK INTERNATIONAL |  | 2002 | S-4000-2-0 | 462.6 HP VOLVO MQ POWER MODEL TAD1240GE DIESEL-FIRED EMERGENCY IC ENGINE POWERING A 300 KW ELECTRICAL GENERATOR | Diesel | Volvo | TAD1240GE | 300 | 300 |  |  | 4049 INDUSTRIAL PARKWAY DR | LEBEC | 93243
2950 | SJV | ELI LILLY AND COMPANY |  | 2002 | C-3944-2-0 | 449 HP CATERPILLAR MODEL 3406TA DIESEL-FIRED EMERGENCY IC ENGINE POWERING A 300 KW ELECTRICAL GENERATOR | Diesel | Caterpillar | 3406TA | 300 | 300 |  |  | 3131 S WILLOW | FRESNO | 93725
2951 | SJV | GALLO CATTLE COMPANY |  | 2002 | N-1660-6-0 | 1490 HP CUMMINS MODEL QST30-G5 DIESEL-FIRED EMERGENCY IC ENGINE POWERING A 1000 KW ELECTRICAL GENERATOR | Diesel | Cummins | QST30-G5 | 1000 | 1000 |  |  | 10561 W HIGHWAY 140 | ATWATER | 95301 |  | (209) 394-7984
2952 | SJV | LEPRINO FOODS |  | 2002 | N-474-11-0 | 2,847 HP CATERPILLAR MODEL 3516B DIESEL-FIRED EMERGENCY IC ENGINE POWERING A 2,000 KW ELECTRICAL GENERATOR | Diesel | Caterpillar | 3516B | 2000 | 2000 |  |  | 2401 MACARTHUR BLVD | TRACY | 95376 |  | (209) 835-8340
2953 | SJV | LEPRINO FOODS COMPANY |  | 2002 | C-3955-7-0 | 1,200 HP CUMMINS MODEL QST30-G2 DIESEL-FIRED EMERGENCY IC ENGINE POWERING A 800 KW ELECTRICAL GENERATOR. | Diesel | Cummins | QST30-G2 | 800 | 800 |  |  | 350 N BELL HAVEN DR | LEMOORE | 93245
2954 | SJV | LEPRINO FOODS COMPANY |  | 2002 | C-3955-6-0 | 764 HP CATERPILLAR MODEL 3456 ATAAC DIESEL-FIRED EMERGENCY IC ENGINE POWERING A 500 KW ELECTRICAL GENERATOR. | Diesel | Caterpillar | 3456 | 500 | 500 |  |  | 350 N BELL HAVEN DR | LEMOORE | 93245
2955 | SJV | LOWE'S HIW, INC |  | 2002 | N-4694-1-0 | 550 HP DETROIT DIESEL MODEL S60 DIESEL-FIRED EMERGENCY IC ENGINE POWERING A 365 KW ELECTRICAL GENERATOR | Diesel | Detroit Diesel | S60 | 365 | 365 |  |  | 3645 E HAMMER LANE | STOCKTON | 95212
2956 | SJV | MERCED COUNTY, PUBLIC WORKS |  | 2002 | N-3182-4-0 | 713 HP VOLVO MODEL TAD1631GE DIESEL-FIRED EMERGENCY IC ENGINE POWERING A 500 KW ELECTRICAL GENERATOR | Diesel | Volvo | TAD1631GE | 475.3333 |  | 713 |  | 2584 WEST SANDY MUSH ROAD | EL NIDO | 95317
2957 | SJV | MERCED COUNTY, PUBLIC WORKS |  | 2002 | N-3182-3-0 | 713 HP VOLVO MODEL TAD1631GE DIESEL-FIRED EMERGENCY IC ENGINE POWERING A 500 KW ELECTRICAL GENERATOR | Diesel | Volvo | TAD1631GE | 475.3333 |  | 713 |  | 2584 WEST SANDY MUSH ROAD | EL NIDO | 95317
2958 | SJV | MOUNTAIN HOUSE CSD - WATER TREATMENT PLA |  | 2002 | N-4686-1-0 | 1200 HP DETROIT DIESEL, MODEL 16V2000 G70 R163-7K35, DIESEL FIRED EMERGENCY INTERNAL COMBUSTION ENGINE POWERING A 800 KW ELECTRIC GENERATOR. | Diesel | Detroit Diesel | R163-7K35 | 800 | 800 |  |  | 18045 KELSO ROAD | BYRON | 94514
2959 | SJV | NEIGHBORCARE INC |  | 2002 | N-4741-1-0 | 536 HP CATERPILLAR MODEL 3456 DIESEL-FIRED EMERGENCY IC ENGINE POWERING A 350 KW ELECTRICAL GENERATOR | Diesel | Caterpillar | 3456 | 350 | 350 |  |  | 927 INDUSTRIAL WAY | LODI | 95240
2960 | SJV | PACIFIC BELL |  | 2002 | N-2863-2-0 | 1186 HP CATERPILLAR MODEL 3412 DIESEL-FIRED EMERGENCY IC ENGINE POWERING AN ELECTRICAL GENERATOR | Diesel | Caterpillar | 3412 | 790.6667 |  | 1186 |  | 2761 SYLVAN AVE | MODESTO | 95355 |  | (800) 757-6575
2961 | SJV | PACIFIC BELL |  | 2002 | S-1169-2-0 | 480 HP CUMMINS MODEL N14-G2 DIESEL-FIRED EMERGENCY IC ENGINE POWERING A 300 KW ELECTRICAL GENERATOR | Diesel | Cummins | N14-G2 | 300 | 300 |  |  | 11101 WHITE LANE | BAKERSFIELD | 93311 |  | (800) 757-6575
2962 | SJV | PACIFIC BELL |  | 2002 | N-2872-2-0 | 1,135 HP CUMMINS MODEL QST-30G1 DIESEL-FIRED EMERGENCY IC ENGINE POWERING A 400 KW ELECTRICAL GENERATOR | Diesel | Cummins | QST30-G1 | 400 | 400 |  |  | 1288 CEDAR AVE | ATWATER | 95301 |  | (800) 757-6575
2963 | SJV | PRISON INDUSTRY AUTHORITY--AVENAL |  | 2002 | C-954-12-0 | 1,250 HP CATERPILLAR MODEL 3412 STA DIESEL-FIRED EMERGENCY IC ENGINE EQUIPPED WITH TURBOCHARGER, INTERCOOLER/AFTERCOOLER AND POSITIVE CRANKCASE VENTILATION POWERING AN 800 KW ELECTRICAL GENERATOR | Diesel | Caterpillar | 3412 STA | 800 | 800 |  |  | 1 KINGS WAY | AVENAL | 93204 |  | (209) 386-0587 X6061
2964 | SJV | RIVERBANK ARMY AMMUNITION PLT. |  | 2002 | N-2138-28-0 | 483 HP POWER TECH MODEL 6125HF001 DIESEL FIRED EMERGENCY IC ENGINE POWERING AN ELECTRIC GENERATOR LOCATED EAST OF BLDG 18 | Diesel | Power Tech | 6125HF001 | 322 |  | 483 |  | 5300 CLAUS ROAD | RIVERBANK | 95367 |  | (209) 529-8100
2965 | SJV | SPRINT COMMUNICATIONS |  | 2002 | C-4018-1-0 | 755 HP CUMMINS MODEL QSX15-G9 DIESEL-FIRED EMERGENCY IC ENGINE POWERING A 500 KW ELECTRICAL GENERATOR | Diesel | Cummins | QSX15-G9 | 500 | 500 |  |  | 233 W. VOORMAN AVE | FRESNO | 93706
2966 | SJV | STOCKTON RWCF |  | 2002 | N-811-25-0 | 2,550 BHP DETROIT DIESEL MODEL T1637K16 EMERGENCY STANDBY DIESEL FIRED IC ENGINE SERVING A 1750 KW ELECTRICAL GENERATOR. | Diesel | Detroit Diesel | T163-7K16 | 1750 | 1750 |  |  | 2500 NAVY DR | STOCKTON | 95206 |  | (209) 466-5261
2967 | SJV | SUPER STORE INDUSTRIES |  | 2002 | N-3232-4-0 | 1200 HP DETROIT DIESEL MODEL 16V2000 G70 DIESEL-FIRED EMERGENCY IC ENGINE POWERING A 800 KW ELECTRICAL GENERATOR | Diesel | Detroit Diesel | 16V2000-G70 | 800 | 800 |  |  | 16888 MCKINLEY AVE | LATHROP | 95330 |  | (209) 858-2010
2968 | SJV | THE FRESNO HEART HOSPITAL, LLC |  | 2002 | C-3835-3-0 | 1502 HP CATERPILLAR MODEL 3508B DITA DIESEL-FIRED EMERGENCY IC ENGINE POWERING A 1000 KW ELECTRICAL GENERATOR | Diesel | Caterpillar | 3508B DITA | 1000 | 1000 |  |  | 15 E AUDUBON | FRESNO | 93720
2969 | SJV | THE FRESNO HEART HOSPITAL, LLC |  | 2002 | C-3835-4-0 | 1502 HP CATERPILLAR MODEL 3508B DITA DIESEL-FIRED EMERGENCY IC ENGINE POWERING A 1000 KW ELECTRICAL GENERATOR | Diesel | Caterpillar | 3508B DITA | 1000 | 1000 |  |  | 15 E AUDUBON | FRESNO | 93720
2970 | SJV | TULARE CITY WASTEWATER PLANT |  | 2002 | S-548-11-0 | 1502 HP CATERPILLAR MODEL 3508B DIESEL-FIRED EMERGENCY IC ENGINE POWERING A 1000 KW ELECTRICAL GENERATOR | Diesel | Caterpillar | 3508B | 1000 | 1000 |  |  | 1875 S WEST ST | TULARE | 93274 |  | (559) 688-2001
2971 | SJV | BURLINGTON NORTHERN SANTA FE RAILWAY |  | 2002 | N-4775-1-0 | 427 HP GENERAC MODEL 12.0 DTA DIESEL-FIRED EMERGENCY IC ENGINE POWERING A 300 KW ELECTRICAL GENERATOR | Diesel | Generac | 12.0 DTA | 300 | 300 |  |  | 6540 AUSTIN ROAD | STOCKTON | 95215
2972 | SJV | CAL DEPT OF CORRECTIONS DELANO |  | 2003 | S-864-12-0 | 1186 HP CATERPILLAR MODEL #3412 DIESEL FIRED EMERGENCY IC ENGINE EQUIPPED WITH TURBOCHARGER AND AFTERCOOLER POWERING A 800 KW ELECTRICAL GENERATOR | Diesel | Caterpillar | 3412 | 800 | 800 |  |  | 2737 W CECIL AVE | DELANO | 93215 |  | (916) 444-6666
2973 | SJV | CAL DEPT OF CORRECTIONS DELANO |  | 2003 | S-864-10-0 | 2885 HP CATERPILLAR MODEL #3516B DIESEL FIRED EMERGENCY IC ENGINE EQUIPPED WITH TURBOCHARGER AND AFTERCOOLER POWERING A 2000 KW ELECTRICAL GENERATOR | Diesel | Caterpillar | 3516B | 2000 | 2000 |  |  | 2737 W CECIL AVE | DELANO | 93215 |  | (916) 444-6666
2974 | SJV | CAL DEPT OF CORRECTIONS DELANO |  | 2003 | S-864-11-0 | 2885 HP CATERPILLAR MODEL #3516B DIESEL FIRED EMERGENCY IC ENGINE EQUIPPED WITH TURBOCHARGER AND AFTERCOOLER POWERING A 2000 KW ELECTRICAL GENERATOR | Diesel | Caterpillar | 3516B | 2000 | 2000 |  |  | 2737 W CECIL AVE | DELANO | 93215 |  | (916) 444-6666
2975 | SJV | CITY OF ATWATER |  | 2003 | N-4724-1-0 | 449 BHP CATERPILLAR, MODEL 3406 DI, EMERGENCY DIESEL-FIRED IC ENGINE POWERING A 335 KW ELECTRICAL GENERATOR (WELL #15 - UNIT #7164). | Diesel | Caterpillar | 3406 DI | 335 | 335 |  |  | WELL #15 - COMMERCE AVENUE @ INDUSTRY | ATWATER | 95301
2976 | SJV | CITY OF ATWATER |  | 2003 | N-4723-1-0 | 449 BHP CATERPILLAR, MODEL 3406, EMERGENCY DIESEL-FIRED IC ENGINE POWERING A 355 KW ELECTRICAL GENERATOR. (WELL #14 - UNIT #7163) | Diesel | Caterpillar | 3406 | 335 | 335 |  |  | WELL #14 - FAY DRIVE @WINTON WAY | ATWATER | 95301
2977 | SJV | CITY OF TRACY |  | 2002 | N-4663-1-0 | 632 HP DETROIT DIESEL, MODEL 6063-HK35, DIESEL FIRED EMERGENCY INTERNAL COMBUSTION ENGINE POWERING A 400 KW ELECTRIC GENERATOR. | Diesel | Detroit Diesel | 6063-HK35 | 400 | 400 |  |  | 2650 N NAGLEE ROAD | TRACY | 95376 |  | (209) 831-4600
2978 | SJV | CITY OF TRACY |  | 2002 | N-4664-1-0 | 765 HP DETROIT DIESEL, MODEL 8V2000, DIESEL FIRED EMERGENCY INTERNAL COMBUSTION ENGINE POWERING A 500 KW ELECTRIC GENERATOR. | Diesel | Detroit Diesel | 8V2000 | 500 | 500 |  |  | 2001 BESSIE AVENUE | TRACY | 95376 |  | (209) 831-4600
2979 | SJV | CITY OF TRACY, DEVELOPMENT & ENGINEERING |  | 2003 | N-4835-1-0 | 1200 HP DETROIT DIESEL MODEL 16V2000 DIESEL-FIRED EMERGENCY IC ENGINE POWERING AN 800 KW ELECTRICAL GENERATOR. | Diesel | Detroit Diesel | 16V2000 | 800 | 800 |  |  | LINNE ROAD | TRACY | 95376
2980 | SJV | CITY OF TURLOCK |  | 2003 | N-4595-2-0 | 635 HP DETROIT DIESEL, MODEL 6063-HK35, DIESEL FIRED EMERGENCY INTERNAL COMBUSTION ENGINE POWERING A 350 KW ELECTRIC GENERATOR | Diesel | Detroit Diesel | 6063-HK35 | 350 | 350 |  |  | MONTE VISTA AVENUE AT TEGNER ROAD | TURLOCK | 95380
2981 | SJV | DIAMOND WALNUT GROWERS, INC. |  | 2003 | N-285-100-0 | 600 BHP CUMMINS, MODEL KTA 19-G2, EMERGENCY DIESEL-FIRED IC ENGINE POWERING A 400 KW GENERATOR. | Diesel | Cummins | KTA19-G2 | 400 | 400 |  |  | 1050 DIAMOND STREET | STOCKTON | 95205 |  | (209) 466-4851
2982 | SJV | E & J GALLO WINERY |  | 2003 | N-3386-27-0 | 1,120 BHP DETROIT DIESEL, MODEL 12V2000, DIESEL FIRED EMERGENCY STANDBY IC ENGINE SERVING A 750 KW ELECTRIC GENERATOR. | Diesel | Detroit Diesel | 12V2000 | 750 | 750 |  |  | 600 YOSEMITE BLVD | MODESTO | 95354 |  | (209) 579-4217
2983 | SJV | PACIFIC BELL |  | 2002 | N-3694-2-0 | 1200 HP CUMMINS MODEL QST30-G2 DIESEL-FIRED EMERGENCY IC ENGINE POWERING A 725 KW ELECTRICAL GENERATOR | Diesel | Cummins |  | 725 | 725 |  |  | 7717 S. MCKINLEY AVE | FRENCH CAMP | 95231 |  | (800) 757-6575
2984 | SJV | PACIFIC BELL |  | 2003 | N-2867-2-0 | 1,200 HP CUMMINS MODEL QST30-G2 DIESEL-FIRED EMERGENCY IC ENGINE POWERING A 700 KW ELECTRICAL GENERATOR | Diesel | Cummins | QST30-G2 | 700 | 700 |  |  | 325 N CENTER STREET | TURLOCK | 95380 |  | (800) 757-6575
2985 | SJV | PACIFIC BELL |  | 2003 | N-3667-3-0 | 2200 HP DETROIT DIESEL MODEL 12V4000 DIESEL-FIRED EMERGENCY IC ENGINE POWERING A 1200 KW ELECTRIC GENERATOR. | Diesel | Detroit Diesel | 12V4000 | 1200 | 1200 |  |  | 10 EAST 12TH ST | TRACY | 95376 |  | (800) 757-6575
2986 | SJV | TAKENAKA CORPORATION USA |  | 2002 | N-4783-1-0 | 878 HP DIESEL-FIRED MITSUBISHI MODEL S6R-PTA-E EMERGENCY IC ENGINE POWERING A 600 KW KATOLIGHT GENERATOR. | Diesel | Mitsubishi | S6R-PTA-E | 600 | 600 |  |  | 18231 MURPHY PARKWAY | LATHROP | 95330
2987 | SJV | UNIVERSITY OF THE PACIFIC |  | 2003 | N-3744-3-0 | 490 HP DETROIT DIESEL MODEL SERIES 60, 12.7 DIESEL-FIRED EMERGENCY IC ENGINE POWERING AN ELECTRICAL GENERATOR SERVICING THE COMPUTER AND TELECOMMUNICATIONS CENTER. | Diesel | Detroit Diesel | Series 60 | 326.6667 |  | 490 |  | 3546 BAXTER WAY | STOCKTON | 95211 |  | (209) 946-2541
2988 | SJV | AMERICAN AVENUE LANDFILL |  | 2003 | C-3115-3-0 | 755 HP CUMMINS MODEL #QSX15-69 DIESEL-FIRED EMERGENCY IC ENGINE POWERING AN ELECTRICAL GENERATOR | Diesel | Cummins | QSX15-G9 | 503.3333 |  | 755 |  | 18950 W AMERICAN AVE | KERMAN | 93630
2989 | SJV | BERGELECTRIC CORP |  | 2003 | C-4228-1-0 | 1350 HP DETROIT DIESEL MODEL #DDC 16V-2000 DIESEL-FIRED EMERGENCY IC ENGINE #1 POWERING AN ELECTRICAL GENERATOR | Diesel | Detroit Diesel | DDC 16V-2000 | 900 |  | 1350 |  | 2502 TULARE ST | FRESNO | 93721
2990 | SJV | BERGELECTRIC CORP |  | 2003 | C-4228-2-0 | 1350 HP DETROIT DIESEL MODEL #DDC 16V-2000 DIESEL-FIRED EMERGENCY IC ENGINE #2 POWERING AN ELECTRICAL GENERATOR | Diesel | Detroit Diesel | DDC 16V-2000 | 900 |  | 1350 |  | 2502 TULARE ST | FRESNO | 93721
2991 | SJV | CAL DEPT OF CORRECTIONS DELANO |  | 2003 | S-864-16-0 | 490 HP DETROIT DIESEL MODEL 6063-MK35 DIESEL-FIRED EMERGENCY IC ENGINE POWERING AN ELECTRICAL GENERATOR | Diesel | Detroit Diesel | 6063-MK35 | 326.6667 |  | 490 |  | 2737 W CECIL AVE | DELANO | 93215 |  | (916) 444-6666
2992 | SJV | CALIFORNIA AIR NATIONAL GUARD |  | 2003 | C-216-33-0 | 470 HP CUMMINS QSM11-G2 DIESEL-FIRED EMERGENCY IC ENGINE POWERING A 300 KW ELECTRICAL GENERATOR | Diesel | Cummins | QSM11-G2 | 313.3333 |  | 470 |  | 5323 E MCKINLEY | FRESNO | 93727
2993 | SJV | CARQUEST AUTO PARTS |  | 2003 | S-4135-1-0 | 535 HP CUMMINS MODEL NTA855-G3 DIESEL-FIRED EMERGENCY IC ENGINE POWERING AN ELECTRICAL GENERATOR | Diesel | Cummins | NTA855-G3 | 356.6667 |  | 535 |  | 34928 MCMURTREY AVENUE | BAKERSFIELD | 93308
2994 | SJV | CINGULAR WIRELESS |  | 2003 | C-4181-1-0 | 1,114 HP CATERPILLAR MODEL 3412C DIESEL-FIRED EMERGENCY IC ENGINE POWERING A 750 KW ELECTRICAL GENERATOR | Diesel | Caterpillar | 3412C | 750 | 750 |  |  | 5525 N GOLDEN STATE BLVD | FRESNO | 93722
2995 | SJV | CITY OF CLOVIS |  | 2003 | C-4282-1-0 | 536 HP CATERPILLAR MODEL 3456 ATAAC DIESEL-FIRED EMERGENCY IC ENGINE SERVING A DRINKING WATER SYSTEM | Diesel | Caterpillar | 3456 ATAAC | 357.3333 |  | 536 |  | 5775 E NEES AVE | CLOVIS | 93611
2996 | SJV | CITY OF MANTECA |  | 2003 | N-4853-1-0 | 474 HP DETROIT DIESEL MODEL 6V-92TA DIESEL-FIRED EMERGENCY IC ENGINE POWERING AN ELECTRICAL GENERATOR | Diesel | Detroit Diesel | 6V-92TA | 316 |  | 474 |  | 801 LOUISE AVENUE | MANTECA | 95336
2997 | SJV | CITY OF MERCED |  | 2003 | N-4526-2-0 | 685 HP CUMMINS MODEL KTTA19G DIESEL-FIRED EMERGENCY INTERNAL COMBUSTION ENGINE POWERING A 450 KW ELECTRIC GENERATOR: TRANSFER OF LOCATION TO THE NE CORNER OF GERARD AVENUE AND KIBBY. | Diesel | Cummins | KTTA19G | 450 | 450 |  |  | 3516 CHILDS AVENUE | MERCED | 95340
2998 | SJV | CITY OF NEWMAN |  | 2003 | N-4890-2-0 | 490 HP DETROIT DIESEL MODEL S-60 DIESEL FIRED EMERGENCY IC ENGINE POWERING AN ELECTRICAL GENERATOR | Diesel | Detroit Diesel | S60 | 326.6667 |  | 490 |  | INYO X CANAL SCHOOL ROAD | NEWMAN | 95360
2999 | SJV | CITY OF OAKDALE |  | 2003 | N-4739-1-0 | 465 HP CUMMINS MODEL NTA855-G2 DIESEL FIRED EMERGENCY IC ENGINE POWERING AN ELECTRICAL GENERATOR | Diesel | Cummins | NTA855-G2 | 310 |  | 465 |  | 2451 PONTIAC ST | OAKDALE | 95361
11000 | SJV | COUNTY OF FRESNO |  | 2003 | C-4136-4-0 | 2,155 HP CATERPILLAR MODEL 3512 DIESEL-FIRED EMERGENCY IC ENGINE POWERING A 1,500 KW GENERATOR | Diesel | Caterpillar | 3512 | 1500 | 1500 |  |  | AMERICAN AVE AND SR 99 | FRESNO | 93725
11001 | SJV | COUNTY OF FRESNO |  | 2003 | C-4136-5-0 | 2,155 HP CATERPILLAR MODEL 3512 DIESEL-FIRED EMERGENCY IC ENGINE POWERING A 1,500 KW GENERATOR | Diesel | Caterpillar | 3512 | 1500 | 1500 |  |  | AMERICAN AVE AND SR 99 | FRESNO | 93725
11002 | SJV | DEFENSE DISTRIB DEPOT SAN JOAQUIN-SHARPE |  | 2003 | N-754-54-0 | ONE 910 HP DETROIT DIESEL MODEL 12V2000 G70 (R123-7K05) DIESEL FIRED EMERGENCY IC ENGINE POWERING A 679 KW ELECTRICAL GENERATOR | Diesel | Detroit Diesel | R123-7K05 | 679 | 679 |  |  | 700 E ROTH ROAD | LATHROP | 95330
11003 | SJV | DEPT WATER RESOURCES-EDMONSTON |  | 2003 | S-2933-7-0 | 1114 BHP CATERPILLAR MODEL 3412C DIESEL-FIRED EMERGENCY IC ENGINE WITH TURBOCHARGER, AFTERCOOLER, AND POSITIVE CRANKCASE VENTILATION SYSTEM POWERING AN EMERGENCY GENERATOR | Diesel | Caterpillar | 3412C | 742.6667 |  | 1114 |  | 39000 EDMONSTON PUMPING PLANT | METTLER | 93307
11004 | SJV | DEPT WATER RESOURCES-EDMONSTON |  | 2003 | S-2933-6-0 | 465 BHP CUMMINS MODEL NTA-855-G2 DIESEL-FIRED EMERGENCY IC ENGINE WITH TURBOCHARGER AND AFTERCOOLER POWERING AN EMERGENCY GENERATOR | Diesel | Cummins | NTA855-G2 | 310 |  | 465 |  | 39000 EDMONSTON PUMPING PLANT | METTLER | 93307
11005 | SJV | DEPT. OF CORRECTIONS FOR STATE OF CALIF |  | 2003 | S-4128-5-0 | 1186 HP CATERPILLAR MODEL #3412 DIESEL FIRED EMERGENCY IC ENGINE EQUIPPED WITH TURBOCHARGER AND AFTERCOOLER POWERING A 800 KW ELECTRICAL GENERATOR | Diesel | Caterpillar | 3412 | 800 | 800 |  |  | DELANO II PRISON | DELANO | 93215
11006 | SJV | DEPT. OF CORRECTIONS FOR STATE OF CALIF |  | 2003 | S-4128-3-0 | 2885 HP CATERPILLAR MODEL #3516B DIESEL FIRED EMERGENCY IC ENGINE EQUIPPED WITH TURBOCHARGER AND AFTERCOOLER POWERING A 2000 KW ELECTRICAL GENERATOR | Diesel | Caterpillar | 3516B | 2000 | 2000 |  |  | DELANO II PRISON | DELANO | 93215
11007 | SJV | DEPT. OF CORRECTIONS FOR STATE OF CALIF |  | 2003 | S-4128-4-0 | 2885 HP CATERPILLAR MODEL #3516B DIESEL FIRED EMERGENCY IC ENGINE EQUIPPED WITH TURBOCHARGER AND AFTERCOOLER POWERING A 2000 KW ELECTRICAL GENERATOR | Diesel | Caterpillar | 3516B | 2000 | 2000 |  |  | DELANO II PRISON | DELANO | 93215
11008 | SJV | ELI LILLY AND COMPANY |  | 2003 | C-3944-3-0 | 471 BHP CATERPILLAR MODEL #3456 ATAAC DIESEL-FIRED EMERGENCY IC ENGINE SERVED BY A TURBOCHARGER, AFTERCOOLER AND PCV POWERING A 300 KW ELECTRIC GENERATOR | Diesel | Caterpillar | 3456 ATAAC | 300 | 300 |  |  | 3131 S WILLOW | FRESNO | 93725
11009 | SJV | FRUIT PATCH INC |  | 2003 | S-3515-4-0 | 2,943 HP CATERPILLAR MODEL 3516B DIESEL-FIRED EMERGENCY IC ENGINE POWERING A 1,825 KW ELECTRICAL GENERATOR | Diesel | Caterpillar | 3516B | 1825 | 1825 |  |  | 38773 ROAD 48 | DINUBA | 93618 |  | (559) 591-6140
11010 | SJV | FRUIT PATCH INC |  | 2003 | S-3515-5-0 | 2,943 HP CATERPILLAR MODEL 3516B DIESEL-FIRED EMERGENCY IC ENGINE POWERING A 1,825 KW ELECTRICAL GENERATOR | Diesel | Caterpillar | 3516B | 1825 | 1825 |  |  | 38773 ROAD 48 | DINUBA | 93618 |  | (559) 591-6140
11011 | SJV | GWF ENERGY LLC |  | 2003 | N-4597-4-0 | 471 HP CATERPILLAR MODEL 3456 DI TA AA DIESEL-FIRED EMERGENCY IC ENGINE POWERING A 300 KW ELECTRICAL GENERATOR | Diesel | Caterpillar | 3456 DITA AA | 300 | 300 |  |  | TRACY PEAKER POWER PLANT | TRACY | 95376
11012 | SJV | GWF ENERGY LLC - HENRIETTA |  | 2003 | C-3929-4-0 | 471 HP CATERPILLAR MODEL #3456 DI TA AA DIESEL-FIRED EMERGENCY IC ENGINE POWERING AN ELECTRICAL GENERATOR | Diesel | Caterpillar | 3456 DITA AA | 314 |  | 471 |  | 25TH AVE | LEMOORE | 93245
11013 | SJV | HOME DEPOT USA INC |  | 2003 | S-4078-1-0 | 455 HP DETROIT DIESEL MODEL 6063-TK35 DIESEL-FIRED EMERGENCY IC ENGINE POWERING AN ELECTRICAL GENERATOR | Diesel | Detroit Diesel | 6063-TK35 | 303.3333 |  | 455 |  | JAYE ST/POPLAR AVENUE | PORTERVILLE | 93257
11014 | SJV | IKEA PROPERTY |  | 2003 | S-3856-3-0 | 1114 HP CATERPILLAR MODEL #3412C TA DIESEL-FIRED EMERGENCY IC ENGINE POWERING A 750 KW ELECTRICAL GENERATOR | Diesel | Caterpillar | 3412C | 742.6667 |  | 1114 |  | 4104 INDUSTRIAL PARKWAY | LEBEC | 93243
11015 | SJV | LESCO, INC |  | 2003 | N-878-11-0 | ONE (1) 525 HP DIESEL FIRED DETROIT MODEL #12171 EMERGENCY IC ENGINE POWERING A 350 KW ELECTRICAL GENERATOR | Diesel | Detroit Diesel | 12171 | 350 | 350 |  |  | 2829 W WASHINGTON ST | STOCKTON | 95203 |  | (209) 942-0417
11016 | SJV | LOWE'S HIW INC |  | 2003 | N-4936-1-0 | 635 HP DETROIT DIESEL MODEL 560 DIESEL-FIRED EMERGENCY IC ENGINE POWERING AN ELECTRICAL GENERATOR | Diesel | Detroit Diesel | 560 | 423.3333 |  | 635 |  | 1750 W OLIVE | MERCED | 95348
11017 | SJV | LOWE'S HIW INC |  | 2003 | S-4158-1-0 | 635 HP DETROIT DIESEL MODEL #S60 DIESEL-FIRED EMERGENCY IC ENGINE POWERING A 420 KW ELECTRICAL GENERATOR | Diesel | Detroit Diesel | S60 | 420 | 420 |  |  | 4144 S MOONEY BLVD | VISALIA | 93277
11018 | SJV | LOWE'S HIW, INC |  | 2003 | C-4279-1-0 | 550 HP DETROIT DIESEL MODEL S60/6063HK35 DIESEL-FIRED EMERGENCY IC ENGINE POWERING AN ELECTRICAL GENERATOR | Diesel | Detroit Diesel | 6063-HK35 | 366.6667 |  | 550 |  | 1632 RAILROAD AVE | CLOVIS | 93612
11019 | SJV | M. L. STREET PROPERTIES, A JOINT VENTURE |  | 2003 | C-4198-1-0 | 1,490 HP CUMMINS MODEL QST30-G5 DIESEL-FIRED EMERGENCY IC ENGINE POWERING A 1,000 KW ELECTRICAL GENERATOR | Diesel | Cummins | QST30-G5 | 993.3333 |  | 1490 |  | 855 M ST | FRESNO | 93721
11020 | SJV | MERCED COUNTY, PUBLIC WORKS |  | 2003 | N-3182-5-0 | 765 HP DETROIT DIESEL MODEL 8V-2000 G81 DIESEL-FIRED EMERGENCY IC ENGINE POWERING A 500 KW ELECTRICAL GENERATOR | Diesel | Detroit Diesel | 8V-2000 G81 | 500 | 500 |  |  | 2584 WEST SANDY MUSH ROAD | EL NIDO | 95317 |  | (209) 385-7477
11021 | SJV | MERCED COUNTY, PUBLIC WORKS |  | 2003 | N-3182-6-0 | 765 HP DETROIT DIESEL MODEL 8V-2000 G81 DIESEL-FIRED EMERGENCY IC ENGINE POWERING A 500 KW ELECTRICAL GENERATOR | Diesel | Detroit Diesel | 8V-2000 G81 | 500 | 500 |  |  | 2584 WEST SANDY MUSH ROAD | EL NIDO | 95317 |  | (209) 385-7477
11022 | SJV | STATE COMPENSATION INSURANCE FUND |  | 2003 | C-4227-1-0 | 972 HP CATERPILLAR MODEL #3412C DIESEL-FIRED EMERGENCY IC ENGINE POWERING AN ELECTRICAL GENERATOR | Diesel | Caterpillar | 3412C | 648 |  | 972 |  | 7370 N PALM | FRESNO | 93711
11023 | SJV | SUNVIEW COLD STORAGE |  | 2003 | S-2747-6-0 | 1502 HP CATERPILLAR MODEL 3508 DIESEL-FIRED EMERGENCY IC ENGINE POWERING A 1000 KW ELECTRICAL GENERATOR | Diesel | Caterpillar | 3508 | 1000 | 1000 |  |  | 31548 PETERSON RD | MC FARLAND | 93250
11024 | SJV | SUNVIEW COLD STORAGE |  | 2003 | S-2747-7-0 | 1502 HP CATERPILLAR MODEL 3508 DIESEL-FIRED EMERGENCY IC ENGINE POWERING A 1000 KW ELECTRICAL GENERATOR | Diesel | Caterpillar | 3508 | 1000 | 1000 |  |  | 31548 PETERSON RD | MC FARLAND | 93250
11025 | SJV | SUTTER TRACY COMMUNITY HOSPITAL |  | 2003 | N-4996-1-0 | 1490 HP CUMMINS MODEL QST30-G5 DIESEL-FIRED EMERGENCY IC ENGINE POWERING A 900 KW ELECTRIC GENERATOR | Diesel | Cummins | QST30-G5 | 993.3333 |  | 1490 |  | 1420 N TRACY BLVD | TRACY | 95376
11026 | SJV | THE HOME DEPOT USA INC |  | 2003 | N-5001-1-0 | 455 HP DETROIT DIESEL MODEL S60 DIESEL-FIRED EMERGENCY IC ENGINE POWERING AN ELECTRICAL GENERATOR | Diesel | Detroit Diesel | S60 | 303.3333 |  | 455 |  | 250 COMMERCE AVENUE | MANTECA | 95336
3000 | SD | 550 CORPORATE CENTER INVESTMENT GROUP INC |  |  | 890500 | EMERGENCY GENERATOR: CUMMINS MODEL KTTA-19G, RATED 685 HP AT 450 KW, DIESEL OIL FIRED, S/N 37123603 | Diesel | Cummins | KTTA19-G | 450 | 450 |  |  | 550 C ST W | SAN DIEGO | 92101 |  | (619) 696-6501
3001 | SD | 707 LLC TOWER |  |  | 972381 | EMERGENCY ENGINE GENRATOR: 550 HORSEPOWER CATERPILLAR DIESEL ENGINE SERIAL NUMBER 73815, 400 KW KATO GENERATOR, ID CODE CAT400SR9E. GDS 2/99 | Diesel | Caterpillar | N/A | 400 | 400 |  |  | 707 BROADWAY BOX #7 | SAN DIEGO | 92101
3002 | SD | ADVANCED TISSUE SCIENCES |  |  | 950123 | EMERGENCY DIESEL GENERATOR, DETROIT DIESEL 12V92TA, MODEL 8123-7416 TURBOCHARGED, AFTERCOOLED, FOUR DEGREE TIMING RETARD, CRANKCASE EMISSION CONTROL, 947 BHP, S/N 12VF-10993. APP#950123-AFS-12/12/95 | Diesel | Detroit Diesel | 8123-7416 | 616 | 616 |  |  | 10933 TORREY PINES RD N | LA JOLLA | 92037 |  | (858) 450-5730
3003 | SD | ADVANCED TISSUE SCIENCES |  |  | 961011 | EMERGENCY ENGINE: ETROIT DIESEL, MODEL 12V-92TA, DIESEL FIRED, 947 BHP | Diesel | Detroit Diesel | 12V-92TA | 616 | 616 |  |  | 10933 TORREY PINES RD N | LA JOLLA | 92037 |  | (858) 450-5730
3004 | SD | ADVANCED TISSUE SCIENCES |  |  | 961012 | EMERGENCY ENGINE: DETROIT DIESEL, MODEL 12V-92TA, DIESEL FIRED, 947 BHP | Diesel | Detroit Diesel | 12V-92TA | 616 | 616 |  |  | 10933 TORREY PINES RD N | LA JOLLA | 92037 |  | (858) 450-5730
3005 | SD | AGL INVESTMENTS NO 2 LTD PTR |  |  | 974698 | CUMMINS DIESEL ENGINE MODEL KTA19-G4, 755 HP, S/N B000062689, 500 KW. | Diesel | Cummins | KTA19-G4 | 500 | 500 |  |  | 110 A ST W | SAN DIEGO | 92101
3006 | SD | AGOURON PHARMACEUTICALS INC |  |  | 972043 | EMERGENCY ENGINE: DETROIT DIESEL, MODEL 5005-274, DIESEL FIRED, 830 BHP, S/N 2795, DRIVING AN ELECTRIC GENERATOR. 973730 (8/99) | Diesel | Detroit Diesel | 5005-274 | 540 | 540 |  |  | 10777 SCIENCE CENTER DR | SAN DIEGO | 92121
3007 | SD | ALLEGIANCE TELECOM INC |  |  | 972870 | EMERGENCY ENGINE, DETROIT DIESEL MODEL 16V-92TA, S/N 5M4034, 1170 BHP. | Diesel | Detroit Diesel | 16V-92TA | 761 | 761 |  |  | 5761 COPLEY DR #150 | SAN DIEGO | 92127
3008 | SD | ALVARADO HOSPITAL MEDICAL CENTER |  |  | 890676 | EMERGENCY ENGINE GENERATOR SET (545 KW): DIESEL ENGINE, CATERPILLAR, MODEL 3412 DITA, S/N 6FAO5607, RATED 890 HP | Diesel | Caterpillar | 3412 DITA | 545 | 545 |  |  | 6645 ALVARADO RD | SAN DIEGO | 92120 |  | (619) 229-3236
3009 | SD | ALVARADO HOSPITAL MEDICAL CENTER |  |  | 860203 | EMERGENCY I/C ENGINE ELECTRICAL GENERATOR SET- ONELAWLESS DETROIT DIESEL MODEL NO. 9123-7305, S/N 12EOO1481, WITH 905 HP RATED CAPACITY. | Diesel | Detroit Diesel | 9123-7305 | 588 | 588 |  |  | 6655 ALVARADO RD | SAN DIEGO | 92120 |  | (619) 286-7421
3010 | SD | AMERICAN RED CROSS NATIONAL GENETICS TESTING LAB |  |  | 971528 | EMERGENCY STANDBY ENGINE: CUMMINS ENGINE, MODEL KTTA19-G1, S/N J920487438, 685 BHP, DIESEL FUELED. | Diesel | Cummins | KTTA19-G1 | 445 | 445 |  |  | 8885 REHCO RD | SAN DIEGO | 92121
3011 | SD | ARDEN REALTY INC IMPERIAL BANK TOWER |  |  | 921375 | EMERGENCY ENGINE GENERATOR SET: CATERPILLAR ENGINE, MODEL D348TA, S/N 36J3213,775 BHP, TURBOCHARGED, AFTERCOOLED; DRIVING GENERATOR MODEL # 620-483361111, S/N 84712. | Diesel | Caterpillar | D348 TA | 504 | 504 |  |  | 701 B ST | SAN DIEGO | 92101 |  | (619) 230-1131
3012 | SD | ARE 10933 NORTH TORREY PINES RD |  |  | 973610 | EMERGENCY ENGINE GENERATOR: 750 HORSEPOWER DETROIT DIESEL ENGINE, MODEL 71237305, SERIAL NUMBER 12VA056290, TURBOCHARGED. 973610 GDS 7/99 | Diesel | Detroit Diesel | 7123-7305 | 488 | 488 |  |  | 10933 TORREY PINES RD N | SAN DIEGO | 92131
3013 | SD | AT&T |  |  | 960071 | EMERGENCY ENGINE GENERATOR SET: CAT DIESEL ENGINE, MODEL 3512-B, 2032 BHP | Diesel | Caterpillar | 3512B | 1321 | 1321 |  |  | 5690 BALBOA ARMS DR | SAN DIEGO | 92117
3014 | SD | AT&T LOCAL SERVICES |  |  | 940182 | DIESEL ENGINE-GENERATOR SET: KATOLIGHT MODEL D500FRX4, 500 KW,DRIVEN BY A DETROIT DIESEL MODEL 12V71TA(7123-7406), TURBOCHARGED, AFTERCOOLED, V-12, 2-STROKE CYCLE, DIRECT INJECTION, 750-HP DIESEL ENGINE. 973952 (9/99) | Diesel | Detroit Diesel | 7123-7406 | 500 | 500 |  |  | 5464 MOREHOUSE DR | SAN DIEGO | 92121 |  | (858) 812-0000
3015 | SD | ATT ENS |  |  | 975427 | CATERPILLAR DIESEL ENGINE MODEL 3512B, 2172 HP, S/N 6WN00458, TURBOCHARGED, AFTERCOOLED, CRANKCASE FILTER. 975427AFS05SEP2000 | Diesel | Caterpillar | 3512B | 1412 | 1412 |  |  | 5732 PACIFIC CENTER BL | SAN DIEGO | 92121
3016 | SD | ATT ENS |  |  | 975428 | CATERPILLAR DIESEL ENGINE MODEL 3512B, 2172HP, S/N 6WN00459, TURBOCHARGED, AFTERCOOLED, CRANKCASE FILTER. 975428AFS31AUG2000 | Diesel | Caterpillar | 3512B | 1412 | 1412 |  |  | 5732 PACIFIC CENTER BL | SAN DIEGO | 92121
3017 | SD | ATT ENS |  |  | 975429 | CATERPILLAR DIESEL ENGINE MODEL 3512B, 2172 HP, S/N 6WN00462, TURBOCHARGED, AFTERCOOLED, CRANKCASE FILTER. 975429AFS31AUG2000 | Diesel | Caterpillar | 3512B | 1412 | 1412 |  |  | 5732 PACIFIC CENTER BL | SAN DIEGO | 92121
3018 | SD | AVENTINE OFFICE BLDG |  |  | 890667 | I/C ENGINE EMERGENCY GENERATOR SET: ONE (1) CATERPILLAR MODEL 3412 DIESEL-FIRED ENGINE AND GENERATOR SET, SN 81Z08213; EQUIPPED WITH TURBOCHARGING AND AFTERCOOLING; 890 MAXIMUM BHP; DRIVING A 600 KW GENERATOR | Diesel | Caterpillar | 3412 | 600 | 600 |  |  | 8910 UNIVERSITY CENTER LN #750 | SAN DIEGO | 92122-1085 |  | (858) 450-2983
3019 | SD | BANK OF AMERICA |  |  | 850575 | EMERGENCY GENERATOR: CATERPILLAR MODEL 750SR9E, RATED 750 HP, #2 DIESEL-FIRED, S/N 396 | Diesel | Caterpillar | 750 SR9E | 488 | 488 |  |  | 8875 AERO DR | SAN DIEGO | 92123 |  | (619) 234-9832
3020 | SD | BECKMAN CHEMISTRY CENTER |  |  | 951120 | EMERGENCY ENGINE: CATERPILLAR SR4, MODEL 3516, DIESEL FIRED, 2018 BHP, S/N 02520410, DRIVING AN ELECTRIC GENERATOR. | Diesel | Caterpillar | 3516 | 1312 | 1312 |  |  | 10650 TORREY PINES RD N | SAN DIEGO | 92037
3021 | SD | BECKMAN CHEMISTRY CENTER |  |  | 951121 | EMERGENCY ENGINE: CATERPILLAR SR4, MODEL 3516, DIESEL FIRED, 2018 BHP, S/N 02520415, DRIVING AN ELECTRIC GENERATOR. | Diesel | Caterpillar | 3516 | 1312 | 1312 |  |  | 10650 TORREY PINES RD N | SAN DIEGO | 92037
3022 | SD | BECKMAN COULTER SAN DIEGO |  |  | 971776 | EMERGENCY ENGINE GENERATOR; 600 HP DETROIT DIESEL MODEL 400DS60 DIESEL ENGINE, S/N 8083-7416. | Diesel | Detroit Diesel | 400DS60 | 390 | 390 |  |  | 7330 CARROL RD | SAN DIEGO | 92121
3023 | SD | BIOSITE DIAGNOSTICS INC |  |  | 961576 | EMERGENCY ENGINE-GENERATOR SET: CATERPILLAR DIESEL ENGINE, MODEL 3406BDI, S/N 2WB10293, 487 HP, DRIVING A 320 KW GENERATOR. | Diesel | Caterpillar | 3406 BDI | 320 | 320 |  |  | 11030 ROSELLE ST | SAN DIEGO | 92121
3024 | SD | BIOSITE DIAGNOSTICS INC |  |  | 961575 | EMERGENCY ENGINE-GENERATOR SET: DIESEL CUMMINS ENGINE, MODEL NTA-855-G, S/N 18104513, 465 BHP, DRIVING A 300 KW GENERATOR. | Diesel | Cummins | NTA855-G | 300 | 300 |  |  | 11030 ROSELLE ST | SAN DIEGO | 92121
3025 | SD | BUENA SANITATION DISTRICT |  |  | 974182 | EMERGENCY ENGINE GENERATOR, 685 HP SPECTRUM DIESEL ENGINE MODEL KTA19G3. | Diesel | Cummins | KTTA19-G3 | 445 | 445 |  |  | 2080 MELROSE DR S | VISTA | 92083
3026 | SD | BURNHAM INSTITUTE THE |  |  | 911139 | EMERGENCY GENERATOR/ENGINE SET: GENERATOR (1125 KVA), SENTINEL MODEL 24707155, TYPE 23192, S/N# 99672; DIESEL ENGINE (1500 HP), MODEL 3512, S/N 24Z04672; CRANKCASE EMISSION CONTROL SYSTEM, DYNAPURE MIST COLLECTOR (WITH INTERNAL PREFILTER, PRIMARY FILTER, AND PRIMARY FILTER LINER) | Diesel | Caterpillar | 3512 | 975 | 975 |  |  | 10901 TORREY PINES RD N | SAN DIEGO | 92037 |  | (858) 455-6480
3027 | SD | CA ST OF 22ND DISTRICT AGRIC ASSN |  |  | 950406 | EMERGENCY ENGINE GENERATOR SET: CATERPILLAR ENGINE, MODEL PA 4033-02, S/N 81Z12846, 890 BHP; DRIVING A LEROY SOMER GENERATOR, MODEL 158473Z1, 600 KW. (950406-CCN-12/95) | Diesel | Caterpillar | PA 4033-02 | 600 | 600 |  |  | 2260 JIMMY DURANTE BL | DEL MAR | 92014-2216 |  | (858) 755-1161
3028 | SD | CA ST OF 22ND DISTRICT AGRIC ASSN |  |  | 950405 | EMERGENCY ENGINE GENERATOR SET: DETROIT DIESEL ENGINE, MODEL 8163-7405, S/N 16VF009504, 1095 BHP; DRIVING A MAGNAMAX GENERATOR, MODEL 573 RSL205BO, S/N XB3780063, 600 KW. | Diesel | Detroit Diesel | 8163-7405 | 600 | 600 |  |  | 2260 JIMMY DURANTE BL | DEL MAR | 92014-2216 |  | (858) 755-1161
3029 | SD | CA ST OF DEPT OF CORRECTIONS |  |  | 860109 | EMERGENCY DIESEL ENGINE GENERATOR SET, CATERIPILLAR MODEL 3512 DITA, 1000 KW, 1471 HP, USING NO. 2 DIESEL FUEL. | Diesel | Caterpillar | 3512 DITA | 1000 | 1000 |  |  | 480 ALTA RD | SAN DIEGO | 92179 | Dave Caurwdar (ext. 7840) | (619) 661-6500
3030 | SD | CA ST OF DEPT OF VETERAN AFFAIRS |  |  | 974547 | EMERGENCY ENGINE GENERATOR, 896 HP CAT DIESEL ENGINE MODEL 3412 DITA | Diesel | Caterpillar | 3412 DITA | 582 | 582 |  |  | 700 NAPLES CT E | CHULA VISTA | 91911
3031 | SD | CADENCE DESIGN SYSTEMS INC |  |  | 971115 | EMERGENCY ENGINE GENERATOR: 568 HORSEPOWER DETROIT DIESEL MODEL 8V-92TA, SERIAL NUMBER 396609 WITH A 350 KW KOHLER MODEL 350ROZD GENERATOR. | Diesel | Detroit Diesel | 8083-7405 | 350 | 350 |  |  | 15015 AVENUE OF SCIENCE | SAN DIEGO | 92128
3032 | SD | CALIF STATE TEACHERS RETIREMENT SYSTEMS |  |  | 950163 | EMERGENCY DIESEL GENERATOR, CUMMINS MODEL VTA1710G1, S/N 58754, 760 BHP TURBOCHAGED, AFTERCOOLED. 950163-AFS-AUG96 | Diesel | Cummins | VTA-1710-G1 | 494 | 494 |  |  | 401 B ST | SAN DIEGO | 92101 |  | (619) 238-1231
3033 | SD | CALLAWAY GOLF CO |  |  | 972231 | EMERGENCY ENGINE GENERATOR SET, CUMMINS ENGINE, MODEL KTA19-G4,DIESEL FIRED 755 BHP,TURBUCHARGED, AFTERCOOLED,S/N 37184433, ONAN SET. | Diesel | Cummins | KTA19-G4 | 491 | 491 |  |  | 2180 RUTHERFORD RD | CARLSBAD | 92008
3034 | SD | CALLAWAY GOLF CO |  |  | 973676 | EMERGENCY ENGINE GENERATOR, 469 HP CUMMINS DIESEL ENGINE, MODEL NTA 855G3, S/N 11948156, TURBOCHARGED AND AFERCOOLED. | Diesel | Cummins | NTA885-G3 | 305 | 305 |  |  | 2285 RUTHERFORD RD | CARLSBAD | 92008
3035 | SD | CARLSBAD CITY OF MUNICIPAL WATER DISTRICT |  |  | 910824 | EMERGENCY GENERATOR-ENGINE SET: CUMMINS MODEL KTA19G3, S/N 37146441, 685 HP, TURBOCHARGED AND AFTERCOOLED DIESEL ENGINE DRIVING AN ONAN CUMMINS MODEL 450 DFEC, S/N C930502032, 450 KW ELECTRICAL GENERATOR. | Diesel | Cummins | KTA19-G3 | 450 | 450 |  |  | 5200 SUNNY CREEK RD | CARLSBAD | 92008 |  | (619) 438-3367
3036 | SD | CASA DE LAS CAMPANAS |  |  | 974368 | EMERGENCY GENERATOR: 499 BHP CATERPILLAR DIESEL ENGINE, MODEL 3406 B, S/N 2WB04675 EAD 974368 2/17/00 | Diesel | Caterpillar | 3406B | 324 | 324 |  |  | 18655 BERNARDO DR W | SAN DIEGO | 92127
3037 | SD | CAYENTA INC |  |  | 975829 | EMERGENCY ENGINE: DETROIT DIESEL, MODEL SPECTRUM 350DSE, DIESEL FIRED, 550 BHP, S/N 671631, DRIVING AN ELECTRIC GENERATOR. | Diesel | Detroit Diesel | 350DSE | 358 | 358 |  |  | 5910 PACIFIC CENTER BL | SAN DIEGO | 92121
3038 | SD | CENTRAL AREA POLICE SUBSTATION |  |  | 974707 | EMERGENCY ENGINE GENERATOR, 400KW (536HP) CAT DIESEL ENGINE, MODEL 3406DITA | Diesel | Caterpillar | 3406 DITA | 400 | 400 |  |  | 2501 IMPERIAL AV | SAN DIEGO | 92102
3039 | SD | CHARLOTTE RUSSE INC |  |  | 972834 | EMERGENCY ENGINE GENERATOR: DETROIT DIESEL, MODEL 81637408, 1170 HP, S/N 16VF015408, DRIVING A KOHLER GENERATOR. APPL# 972834 EFH 02/99 | Diesel | Detroit Diesel | 8163-7408 | 761 | 761 |  |  | 4645 MORENA BL | SAN DIEGO | 92117
3040 | SD | CHILDRENS HOSPITAL & HEALTH CENTER |  |  | 974326 | DETROIT DIESEL MODEL 2000DS-4, 2190 BHP, 3498199. 974326AFS07DEC1999 | Diesel | Detroit Diesel | 2000DS-4 | 1424 | 1424 |  |  | 3020 CHILDRENS WY | SAN DIEGO | 92123
3041 | SD | CHIRON TECHNOLOGIES CENTER FOR GENE THERAPY |  |  | 971790 | EMERGENCY ENGINE GENERATOR: 600 HP DETROIT DIESEL 8V92TTA MODEL 80837416 S/N 08VF163658, SPECTRUM MODEL 400DS60 S/N 355982, MARATHON GENERATOR MODEL 433RSL4019. | Diesel | Detroit Diesel | 8083-7416 | 400 | 400 |  |  | 11055 ROSELLE ST | SAN DIEGO | 92121 |  | (858) 452-1288
3042 | SD | CHULA VISTA CITY OF |  |  | 970091 | EMERGENCY ENGINE GENERATOR: 600 HORSEPOWER CATERPILLAR MODEL 3406C DIESEL ENGINE, S/N 4MP00347 WITH A 300 KW GENERATOR. 970091 GDS 4/99 | Diesel | Caterpillar | 3406C | 300 | 300 |  |  | 2620 ORANGE AV E | CHULA VISTA | 91915
3043 | SD | CHULA VISTA CITY OF POLICE DEPT |  |  | 962077 | EMERGENCY ENGINE GENERATOR: KOHLER MODEL 350 ROZD71, DETROIT DIESEL MODEL 8V-92TA, S/N 263130. 962077 GDS 9/98 | Diesel | Detroit Diesel | 8V-92TA | 350 | 350 |  |  | 276 4TH AV | CHULA VISTA | 91910
3044 | SD | CITYFRONT TERRACE HOMEOWNERS ASSOCIATION |  |  | 920020 | EMERGENCY ELECTRICAL GENERATOR-DIESEL ENGINE SET: CATERPILLAR CO., MODEL 3508 DITA, S/N 23Z04447, 1332 HP AT 1800 RPM, TURBOCHARGED AND AFTERCOOLED DIESEL ENGINE FOR AN ELECTRICAL GENERATOR. (ADL 5/93) 975285 (12/00) | Diesel | Caterpillar | 3508 DITA | 866 | 866 |  |  | 500 HARBOR DR W | SAN DIEGO | 92101 |  | (619) 233-2717
3045 | SD | COLO.COM |  |  | 975475 | CATERPILLAR DIESEL ENGINE MODEL 3512B, 2874 HP, S/N 6HN00820. | Diesel | Caterpillar | 3516B | 1868 | 1868 |  |  | 9725 SCRANTON RD #G | SAN DIEGO | 92121
3046 | SD | COMPASS MANAGEMENT & LEASING INC |  |  | 961817 | EMERGENCY STANDBY ENGINE, CATERPILLAR, MODEL D348PC, S/N36J03262, 890HP, DRIVING A 600 KW GENERATOR. | Diesel | Caterpillar | D348 PC | 600 | 600 |  |  | 401 A ST W | SAN DIEGO | 92101
3047 | SD | COMPUTER SCIENCES CORP DOMESTIC ENT |  |  | 961299 | EMERGENCY ENGINE-GENERATOR SET: CATERPILLAR DIESEL ENGINE, MODEL 3516, S/N 25Z01063, 2200 BHP, DRIVING A 1500 KW GENERATOR, LABELED GENERATOR NO. 2. | Diesel | Caterpillar | 3516 | 1500 | 1500 |  |  | 5021 KEARNY VILLA RD | SAN DIEGO | 92123
3048 | SD | COMPUTER SCIENCES CORP DOMESTIC ENT |  |  | 961300 | EMERGENCY ENGINE-GENERATOR SET: CATERPILLAR DIESEL ENGINE, MODEL 3516, S/N 25Z00897, 2200 BHP, DRIVING A 1500 KW GENERATOR, LABELED GENERATOR | Diesel | Caterpillar | 3516 | 1500 | 1500 |  |  | 5021 KEARNY VILLA RD | SAN DIEGO | 92123
3049 | SD | COMPUTER SCIENCES CORP DOMESTIC ENT |  |  | 961301 | EMERGENCY ENGINE-GENERATOR SET: CATERPILLAR DIESEL ENGINE, MODEL 3516, S/N 72Z00373, 2200 BHP, DRIVING A 1500 KW GENERATOR, LABELED GENERATOR | Diesel | Caterpillar | 3516 | 1500 | 1500 |  |  | 5021 KEARNY VILLA RD | SAN DIEGO | 92123
3050 | SD | COMPUTER SCIENCES CORP DOMESTIC ENT |  |  | 960590 | EMERGENCY ENGINE-GENERATOR SET: CATERPILLAR DIESEL ENGINE, MODEL 3406TA, S/N 2WB04291, 470 BHP, DRIVING A 350 KW GENERATOR. | Diesel | Caterpillar | 3406 TA | 350 | 350 |  |  | 5021 KEARNY VILLA RD | SAN DIEGO | 92123
3051 | SD | CONTINENTAL REHAB HOSPITAL OF SD |  |  | 971872 | EMERGENCY ENGINE: CATERPILLAR, MODEL 3508TA, DIESEL FIRED, 1456 BHP, S/N 1ZF00563, DRIVING AN ELECTRIC GENERATOR. | Diesel | Caterpillar | 3508 TA | 946 | 946 |  |  | 555 WASHINGTON ST | SAN DIEGO | 92104 |  | (619) 260-8300
3052 | SD | CORONADO ISLAND MARRIOTT RESORT |  |  | 900924 | ONE (1) EMERGENCY ENGINE GENERATOR SET, CUMMINS DIESEL ENGINE, MODEL # KTA19-G2, S/N 31134098, 600 HP, DMT GENERATOR, MODEL 400C, 400 KW MAXIMUM OUTPUT @ 1800 RPM, S/N 860513; ENGINE EQUIPPED WITH TURBOCHARGING AND AFTERCOOLING. 970835 (12/97) | Diesel | Cummins | KTA19-G2 | 400 | 400 |  |  | 2000 2ND ST | CORONADO | 92118 |  | (619) 435-3000
3053 | SD | COX CABLE |  |  | 971756 | EMERGENCY ENGINE GENERATOR: CATERPILLAR MODEL 3412DITA, S/N 81Z20993 TURBOCHARGED, AFTERCOOLED, 600KW. | Diesel | Caterpillar | 3412 DITA | 600 | 600 |  |  | 1175 CUYAMACA ST N | EL CAJON | 92021
3054 | SD | COX CABLE |  |  | 971757 | EMERGENCY ENGINE GENERATOR: 896 HP CATERPILLAR MODEL 3412DITA, S/N 81Z20952, TURBOCHARGED, AFTERCOOLED, 600KW. | Diesel | Caterpillar | 3412 DITA | 600 | 600 |  |  | 1175 CUYAMACA ST N | EL CAJON | 92021
3055 | SD | COX COMMUNICATIONS |  |  | 973402 | CATERPILLAR MODEL 3412, 896 BHP, DIESEL FIRED, S/N 81Z20198. | Diesel | Caterpillar | 3412 | 582 | 582 |  |  | 5159 FEDERAL BL | SAN DIEGO | 92105 |  | (619) 266-5577
3056 | SD | COX COMMUNICATIONS |  |  | 973403 | CATERPILLAR MODEL 3412, 896 BHP, DIESEL FIRED, S/N 81Z20193. | Diesel | Caterpillar | 3412 | 582 | 582 |  |  | 5159 FEDERAL BL | SAN DIEGO | 92105 |  | (619) 266-5577
3057 | SD | COX COMMUNICATIONS |  |  | 973745 | EMERGENCY ENGNE GENERATOR: 587 HORSEPOWER CATERPILLAR DIESEL ENGINE MODEL 3406, SERIAL NUMBER 4ZR02941. GDS 973745 8/99 | Diesel | Caterpillar | 3406 | 382 | 382 |  |  | 1155 PARK CENTER DR | VISTA | 92083
3058 | SD | COX COMMUNICATIONS |  |  | 973746 | EMERGENCY ENGINE GENERATOR: 587 HORSEPOWER CATERPILLAR DIESEL ENGINE MODEL 3406, SERIAL NUMBER 4ZR02939. GDS 973746 8/99 | Diesel | Caterpillar | 3406 | 382 | 382 |  |  | 1155 PARK CENTER DR | VISTA | 92083
3059 | SD | COX COMMUNICATIONS |  |  | 973747 | EMERGENCY ENGINE GENERATOR: 587 HORSEPOWER CATERPILLAR DIESEL ENGINE MODEL 3406, SERIAL NUMBER 04ZR0656. GDS 973747 8/99 | Diesel | Caterpillar | 3406 | 382 | 382 |  |  | 623 GARRISON DR | OCEANSIDE | 92057
3060 | SD | COX COMMUNICATIONS |  |  | 973748 | EMERGENCY ENGINE GENERATOR: 587 HORSEPOWER CATERPILLAR DIESEL ENGINE MODEL 3406, SERIAL NUMBER 4ZR01647. GDS 973748 8/99 | Diesel | Caterpillar | 3406 | 382 | 382 |  |  | 623 GARRISON DR | OCEANSIDE | 92057
3061 | SD | COX COMMUNICATIONS |  |  | 860024 | EMERGENCY DIESEL ENGINE GENERATOR SET, CATERPILLAR MODEL 3412 TA, 545 BHP, 370 KW, USING NO. 2 DIESEL FUEL. S/N#38S11871 | Diesel | Caterpillar | 3412 TA | 370 | 370 |  |  | 5159 FEDERAL BL | SAN DIEGO | 92105 |  | (619) 266-5577
3062 | SD | COX COMMUNICATIONS |  |  | 973401 | CATERPILLAR MODEL 3412, 545 BHP, DIESEL FIRED, S/N 38S11871. | Diesel | Caterpillar | 3412 | 354 | 354 |  |  | 5159 FEDERAL BL | SAN DIEGO | 92105 |  | (619) 266-5577
3063 | SD | COX COMMUNICATIONS |  |  | 973399 | CATERPILLAR MODEL 3406, 519 BHP, DIESEL FIRED, S/N 04ZR02738. | Diesel | Caterpillar | 3406 | 337 | 337 |  |  | 406 3RD AV | CHULA VISTA | 91911
3064 | SD | COX COMMUNICATIONS |  |  | 973400 | CATERPILLAR MODEL 3406, 519 BHP, DIESEL FIRED, S/N 04ZR02735. | Diesel | Caterpillar | 3406 | 337 | 337 |  |  | 406 3RD AV | CHULA VISTA | 91911
3065 | SD | CTS NETWORK SERVICES |  |  | 975661 | SPECTRUM DETROIT DIESEL MODEL 8V2000, S/N 5312001126, 765 HP. | Diesel | Detroit Diesel | 8V2000 | 497 | 497 |  |  | 8913 COMPLEX DR #C | SAN DIEGO | 92123
3066 | SD | CYMER INC |  |  | 970749 | EMERGENCY ELECTRICITY ENGINE: DETROIT DIESEL, MODEL 24V-71TA, 1550 HP, 1550 HP, DRIVING A KOHLER MODEL 900ROZD GENERATOR. | Diesel | Detroit Diesel | 24V-71TA | 900 | 900 |  |  | 16710 VIA DEL CAMPO CT | SAN DIEGO | 92127
3067 | SD | DEL MAR GATEWAY OFFICE BUILDING |  |  | 975292 | CATERPILLAR DIESEL ENGINE, MODEL 3406C-300KW, 499 BHP, S/N 4ZR06304, TURBOCHARGED, AFTERCOOLED. 975292AFS31JUL2000 | Diesel | Caterpillar | 3406 C | 300 | 300 |  |  | 11988 EL CAMINO REAL | SAN DIEGO | 92130
3068 | SD | DESTINET SERVICE CORP |  |  | 890145 | EMERGENCY GENERATOR: CATERPILLAR MODEL 3412, RATED 749 HP AT 500 KW, DIESEL-FIRED, S/N 81Z09372 | Diesel | Caterpillar | 3412 | 500 | 500 |  |  | 9450 CARROLL PARK DR | SAN DIEGO | 92121 |  | (858) 452-0150
3069 | SD | DIVERSA CORPORATION |  |  | 975516 | SPECTRUM DETROIT DIESEL MODEL 6063-TK35, 490 HP, S/N 06R-0614-111, RACOR CLOSED CRANKCASE VENTILATION SYSTEM. 975516AFS21SEP2000 | Diesel | Detroit Diesel | 6063-TK35 | 319 | 319 |  |  | 4955 DIRECTORS PL | SAN DIEGO | 92121
3070 | SD | DOWNEY SAVINGS & LOAN ASSOCIATION |  |  | 900449 | EMERGENCY GENERATOR SET (300 KW): MODEL DMT-300 CA, S/N 90433-1; DIESEL ENGINE (465 HP), CUMMINS, MODEL NTA 855G2, ENGINE #11601806 | Diesel | Cummins | NTA855-G2 | 300 | 300 |  |  | 675 RANCHO SANTA FE RD S | SAN MARCOS | 92069 |  | (949) 725-4878
3071 | SD | DURA PHARMACEUTICALS |  |  | 973316 | EMERGENCY GENERATOR / ENGINE SET: 830 BHP DETROIT DIESEL ENGINE WITH TURBOCHARGER, AFTERCOOLER, AND 4° TIMING RETARD, MODEL 12V92TA-8123-7405 DRIVING A 500 KW EMERGENCY GENERATOR | Diesel | Detroit Diesel | 8123-7405 | 500 | 500 |  |  | 7475 LUSK BL | SAN DIEGO | 92121 |  | (858) 457-2553
3072 | SD | DUTHIE GENERATOR SERVICES |  |  | 973073 | PORTABLE EMERGENCY STANDBY ENGINE, CUMMINS DIESEL ENGINE, MODEL KTA38-GH-1000DFJD, 1490 BHP. | Diesel | Cummins | KTA38-GH-1000FJD | 969 | 969 |  |  | PORTABLE | SAN DIEGO COUNTY | 92000
3073 | SD | DUTHIE GENERATOR SERVICES |  |  | 973072 | PORTABLE EMERGENCY ENGINE GENERATOR, CUMMINS DIESEL ENGINE MODEL VTA28-G, S/N J970654206, 900 HP, TURBOCHARGED AND AFTERCOOLED. | Diesel | Cummins | VTA28-G | 585 | 585 |  |  | PORTABLE | SAN DIEGO COUNTY | 92000
3074 | SD | EL CORTEZ APARTMENTS |  |  | 974956 | EMERGENCY ENGINE GENERATOR, 490 HP, DETROIT DIESEL ENGINE, MODEL 300DSE, S/N 0662513. APPL# 974956 EFH 06/00 | Diesel | Detroit Diesel | 300DSE | 319 | 319 |  |  | 702 ASH ST | SAN DIEGO | 92101
3075 | SD | ELLIS CB RICHARD |  |  | 890311 | EMERGENCY GENERATOR: DETROIT DIESEL MODEL 8123-7300, RATED 780 HP, WITH TURBOCHARGE, DIESEL OIL FIRED, S/N 81237300. | Diesel | Detroit Diesel | 8123-7300 | 507 | 507 |  |  | 450 "B" ST #1410 | SAN DIEGO | 92101 |  | (619) 515-7266
3076 | SD | EMERALD PLAZA |  |  | 890540 | EMERGENCY GENERATOR: (1) KOHLER MODEL 75 ORDOZD-71, 750 KW, DRIVEN BY A DETROIT DIESEL ENGINE, MODEL 16V-92TA, V-16, TURBOCHARGED, 1232 BHP | Diesel | Detroit Diesel | 16V-92TA | 750 | 750 |  |  | 402 BROADWAY W | SAN DIEGO | 92101 |  | (619) 239-1400
3077 | SD | ENCINA WASTEWATER AUTHORITY |  |  | 972059 | EMERGENCY ENGINE: CATERPILLAR, MODEL 3508-DITA, DIESEL FIRED, 1106 BHP, S/N 23Z05795, TURBOCHARGED AND AFTERCOOLED, DRIVING A 750-KW ELECTRIC GENERATOR. | Diesel | Caterpillar | 3508 DITA | 750 | 750 |  |  | 2140 JEFFERSON ST | CARLSBAD | 92008 |  | (760) 727-0801
3078 | SD | ENCINA WASTEWATER AUTHORITY |  |  | 972060 | EMERGENCY ENGINE: CATERPILLAR, MODEL 3508-DITA, DIESEL FIRED, 1106 BHP, S/N 23Z05802, TURBOCHARGED AND AFTERCOOLED, DRIVING A 750-KW ELECTRIC GENERATOR. | Diesel | Caterpillar | 3508 DITA | 750 | 750 |  |  | 2140 JEFFERSON ST | CARLSBAD | 92008 |  | (760) 727-0801
3079 | SD | ENCINA WASTEWATER AUTHORITY |  |  | 972055 | EMERGENCY ENGINE: CUMMINS, MODEL NTA-855-62, DIESEL FIRED, 465 BHP, S/N 30328333, DRIVING AN ELECTRIC GENERATOR. | Diesel | Cummins | NTA855-G2 | 302 | 302 |  |  | CANNON RD & I-5 | CARLSBAD | 92009
3080 | SD | ENCINA WASTEWATER AUTHORITY |  |  | 972056 | EMERGENCY ENGINE: CUMMINS, MODEL NTA-855-62, DIESEL FIRED, 465 BHP, S/N 30328624, DRIVING AN ELECTRIC GENERATOR. | Diesel | Cummins | NTA855-G2 | 302 | 302 |  |  | CANNON RD & I-5 | CARLSBAD | 92009
3081 | SD | ESCONDIDO CITY OF |  |  | 972276 | EMERGENCY ENGINE GENERATOR: 550 HORSEPOWER CATERPILLAR MODEL D-349 DIESEL ENGINE, SERIAL NUMBER 39J1229. 972276 GDS 2/99 | Diesel | Caterpillar | D349 | 358 | 358 |  |  | 1521 HALE AV S | ESCONDIDO | 92029-3052
3082 | SD | ESCONDIDO CITY OF |  |  | 920874 | EMERGENCY ENGINE GENERATOR SET: CATERPILLAR, MODEL SR4; ENGINE MANUFACTURER CATERPILLAR, MODEL D3406 DITA, S/N 4RG01465, ENGINE HP 449 (WITH WALKER ENGINEERING AIRSEP CRANKCASE BREATHER AIR/OIL SEPARATOR VENTED TO THE ENGINE AIR INTAKE) | Diesel | Caterpillar | D3406 DITA | 300 | 300 |  |  | 2547 Mountain View DR | ESCONDIDO | 92025 |  | (619) 741-5668
3083 | SD | ESCONDIDO CITY OF |  |  | 972524 | EMERGENCY STANDBY ENGINE: DETROIT DIESEL MODEL 8V-92TA, 568HP,S/N 369509, DIESEL FIRED. | Diesel | Detroit Diesel | 8V-92TA | 369 | 369 |  |  | 3680 SUNSET DR PUMP STA #1 | ESCONDIDO | 92029
3084 | SD | ESCONDIDO CITY OF |  |  | 930984 | EMERGENCY GENERATOR-ENGINE SET: DETROIT DIESEL, MODEL 8V-92TA 8083-7405, S/N 8VF 155158, 568 HP, TURBOCHARGED AND AFTERCOOLED DIESEL ENGINE DRIVING A KOHLER MODEL 350ROZD71, S/N 318657, 526 AMPS @ 480 VOLTS, 350 KW, ELECTRICAL GENERATOR. (APP#930984/ADL/8/94). | Diesel | Detroit Diesel | 8083-7405 | 350 | 350 |  |  | 201 BROADWAY N | ESCONDIDO | 92025 |  | (619) 741-4895
3085 | SD | ESCONDIDO CITY OF |  |  | 921197 | EMERGENCY GENERATOR: KOHLER MODEL 350ROZD71, 350 KW, DRIVEN BY A DETROIT DIESEL MODEL 8V-92TA, TURBOCHARGED, AFTERCOOLED, 568 BHP, V-8 DIESEL ENGINE. | Diesel | Kohler | 350ROZD71 | 350 | 350 |  |  | 201 BROADWAY N | ESCONDIDO | 92025 |  | (619) 741-4895
3086 | SD | FALLBROOK HOSPITAL DISTRICT |  |  | 971250 | EMERGENCY STANDBY ENGINE: CUMMINS ENGINE, MODEL VT1710PG635, ENGINE NUMBER 761989-3, 635 BHP, DIESEL FUELED; DRIVING A 300 KW GENERATOR, MODEL 300SR9E | Diesel | Cummins | VT1710PG635 | 300 | 300 |  |  | 624 ELDER ST E | FALLBROOK | 92028
3087 | SD | FALLBROOK PUBLIC UTILITY DIST |  |  | 910857 | EMERGENCY ELECTRICAL GENERATOR-DIESEL ENGINE SET: CATERPILLAR MODEL 3412, SERIAL NO. 81Z15021, 750 HP @ 1800 RPM, TURBOCHARGED DIESEL ENGINE DRIVING AN ELECTRICAL GENERATOR: CATERPILLAR MODEL SR-4, SERIAL NO. 5NA08804, 500 KW ELECTRICAL GENERATOR. (ADL 3/95). | Diesel | Caterpillar | 3412 | 500 | 500 |  |  | 1425 ALTURAS RD S | FALLBROOK | 92028 |  | (760) 728-1125
3088 | SD | FEDERAL AVIATION ADMINISTRATION |  |  | 920343 | EMERGENCY ELECTRICAL GENERATOR-ENGINE SET: DETROIT DIESEL CO., MODEL NO. 16V-92TA 8163-7405, S/N 16VF-10730, 1095 HP @ 1800 RPM, TURBOCHARGED AND AFTERCOOLED DIESEL ENGINE DRIVING A KATOLIGHT, MODEL D750FRX4, 750 KW, ELECTRICAL GENERATOR. (UNIT #1). (ADL 9/93). | Diesel | Detroit Diesel | 16V-92TA | 750 | 750 |  |  | 9175 KEARNY VILLA RD | SAN DIEGO | 92126 |  | (858) 537-5560
3089 | SD | FEDERAL AVIATION ADMINISTRATION |  |  | 920346 | EMERGENCY ELECTRICAL GENERATOR-ENGINE SET: DETROIT DIESEL CO., MODEL NO. 16V-92TA 8163-7405, S/N 16VF-10731, 1095 HP @ 1800 RPM, TURBOCHARGED AND AFTERCOOLED DIESEL ENGINE DRIVING A KATOLIGHT, MODEL D750FRX4, 750 KW, ELECTRICAL GENERATOR. (UNIT # 2). (ADL 9/93). | Diesel | Detroit Diesel | 16V-92TA | 750 | 750 |  |  | 9175 KEARNY VILLA RD | SAN DIEGO | 92126 |  | (858) 537-5560
3090 | SD | FEDERAL AVIATION ADMINISTRATION |  |  | 920347 | EMERGENCY ELECTRICAL GENERATOR-ENGINE SET: DETROIT DIESEL CO., MODEL NO. 16V-92TA 8163-7405, S/N 16VF-10412, 1095 HP @ 1800 RPM, TURBOCHARGED AND AFTERCOOLED DIESEL ENGINE DRIVING A KATOLIGHT MODEL D750FRX4, 750 KW, ELECTRICAL GENERATOR. (UNIT #3). (ADL 9/93) | Diesel | Detroit Diesel | 16V-92TA | 750 | 750 |  |  | 9175 KEARNY VILLA RD | SAN DIEGO | 92126 |  | (858) 537-5560
3091 | SD | FEDERAL AVIATION ADMINISTRATION ATCT |  |  | 950030 | EMERGENCY DIESEL GENERATOR, CUMMINS MODEL NTA 855-G3, TURBOCHARGED AFTERCOOLED, S/N 30353262, 535 BHP. | Diesel | Cummins | NTTA855-G3 | 348 | 348 |  |  | 3690 PACIFIC HY | SAN DIEGO | 92101 |  | (619) 497-0515
3092 | SD | FIRST AMERICAN CREDCO |  |  | 974443 | EMERGENCY GENERATOR: 1120 BHP DETROIT DIESEL ENGINE, MODEL 16V-92 TA, S/N 603632, DRIVING A GENERATOR 974443 EAD 2/9/00 | Diesel | Detroit Diesel | 16V-92TA | 728 | 728 |  |  | 12395 FIRST AMERICAN WY | POWAY | 92064
3093 | SD | FIRST WORLD COMMUNICATIONS |  |  | 974110 | EMERGENCY ENGINE GENERATOR, 587 HP CAT DIESEL ENGINE MODEL 3406, S/N 1LS00794, TURBOCHARGED AND AFTERCOOLED. | Diesel | Caterpillar | 3406 | 382 | 382 |  |  | 8841 CLAIREMONT MESA BL | SAN DIEGO | 92111
3094 | SD | FOUR SEASONS RESORT |  |  | 961880 | EMERGENCY GENSET, 947 HP DETROIT DIESEL MODEL 12V-92TA DIESEL ENGINE | Diesel | Detroit Diesel | 12V-92TA | 616 | 616 |  |  | 7100 FOUR SEASONS PT | CARLSBAD | 92009
3095 | SD | FOX CHANNEL 6 |  |  | 973534 | EMERGENCY ENGINE GENERATOR, 900 HP CUMMINS DIESEL ENGINE, MODEL VTA28-G5 | Diesel | Cummins | VTA28-G5 | 585 | 585 |  |  | 8283 RONSON RD | SAN DIEGO | 92111
3096 | SD | GEN PROBE INC |  |  | 961224 | EMERGENCY STANDBY ENGINE: DETROIT DIESEL MODEL 12V-71TA, S/N WA-506761-1196 750 BHP. | Diesel | Detroit Diesel | 12V-71TA | 488 | 488 |  |  | 10210 GENETIC CENTER DR | SAN DIEGO | 92121
3097 | SD | GEN PROBE INC |  |  | 972324 | KOHLER 600 ROZD STAND BY DIESEL GENERATOR, 900 BHP, ENGINE S/N 12VF013778 GENERATOR S/N 603437. 972324AFS04NOV1998 | Diesel | Kohler | 600 ROZD | 585 | 585 |  |  | 10808 WILLOW CT | SAN DIEGO | 92127
3098 | SD | GENERAL ATOMICS |  |  | 20555 | EMERGENCY GENERATOR: CATERPILLAR MODEL 3412 TA, RATED 520 KW, DIESEL-FIRED, S/N 38S8522, 755 BHP (APPL #20555/GEA) 0384 | Diesel | Caterpillar | 3412 TA | 520 | 520 |  |  | 3550 GENERAL ATOMICS CT | SAN DIEGO | 92121-1194 |  | (858) 455-2823
3099 | SD | GENERAL INSTRUMENT |  |  | 970157 | EMERGENCY ENGINE: DETROIT DIESEL, MODEL 16V-92TA, DIESEL FIRED, 1170 BHP, S/N 8163-7406, DRIVING A KOHLER MODEL #750 ROED ELECTRIC GENERATOR. | Diesel | Detroit Diesel | 8163-7416 | 750 | 750 |  |  | 6420 SEQUENCE DR | SAN DIEGO | 92121
3100 | SD | GENERAL INSTRUMENT |  |  | 970156 | EMERGENCY ENGINE: DETROIT DIESEL, MODEL 8V-92TA, DIESEL FIRED, 568 BHP, S/N 8083-7405, DRIVING A KOHLER MOEL #350 ROZD ELECTRIC GENERATOR. | Diesel | Detroit Diesel | 8083-7405 | 350 | 350 |  |  | 6450 SEQUENCE DR | SAN DIEGO | 92121
3101 | SD | GENERAL SERVICES ADMINISTRATION |  |  | 972892 | EMERGENCY ENGINE, DETROIT DIESEL MODEL LSA 741G, S/N 156047-1, 850 BHP. | Diesel | Detroit Diesel | LSA 741 G | 553 | 553 |  |  | 880 FRONT ST | SAN DIEGO | 92101
3103 | SD | GENSIA INC |  |  | 930488 | EMERGENCY ENGINE GENERATOR SET: DETROIT DIESEL ENGINE, MODEL 12V-92TA, S/N 12V-08723, 8123-7405, 830 BHP AT 1800 RPM, TURBOCHARGED, AFTERCOOLED; KOHLER GENERATOR, 500 KW, MODEL 500, S/N 340683 | Diesel | Detroit Diesel | 8123-7405 | 500 | 500 |  |  | 9390 TOWNE CENTRE DR | SAN DIEGO | 92121 |  | (858) 546-8300
3104 | SD | GMAC MORTGAGE CORPORATION |  |  | 940132 | EMERGENCY ENGINE-GENERATOR SET: CATERPILLAR MODEL 3516, 1500 KW, DRIVEN BY A CATERPILLAR MODEL 3516, V-16, TURBOCHARGED, AFTERCOOLED, DIRECT INJECTION 2151-HP DIESEL ENGINE. 973006 (3/99) | Diesel | Caterpillar | 3516 | 1500 | 1500 |  |  | 401 24TH ST W | NATIONAL CITY | 91950 |  | (619) 470-5784
3105 | SD | GOVERNMENT EMPLOYEES INSURANCE COMPANY |  |  | 974418 | EMERGENCY ENGINE: CATERPILLAR, MODEL 3512B, DIESEL FIRED, 2172 BHP, S/N 6WN00258, DRIVING AN ELECTRIC GENERATOR. | Diesel | Caterpillar | 3512B | 1412 | 1412 |  |  | 14111 DANIELSON ST | POWAY | 92064
3106 | SD | GOVERNMENT EMPLOYEES INSURANCE COMPANY |  |  | 974419 | EMERGENCY ENGINE: CATERPILLAR, MODEL 3512B, DIESEL FIRED, 2172 BHP, S/N 6WN00251, DRIVING AN ELECTRIC GENERATOR. | Diesel | Caterpillar | 3512B | 1412 | 1412 |  |  | 14111 DANIELSON ST | POWAY | 92064
3107 | SD | GOVERNMENT EMPLOYEES INSURANCE COMPANY |  |  | 974420 | CATERPILLAR DIESEL ENGINE MODEL 3512B, 2172 BHP, S/N 6WN00252. | Diesel | Caterpillar | 3512B | 1412 | 1412 |  |  | 14111 DANIELSON ST | POWAY | 92064
3108 | SD | GROSSMONT DISTRICT HOSPITAL |  |  | 890696 | EMERGENCY GENERATOR: DETROIT DIESEL MODEL 12V-92TA, RATED 947 HP AT 720 KW, WITH TURBOCHARGE AND AFTERCOOLING, DIESEL OIL FIRED, S/N 12VF4570. (APPL #890696/JJS) 1090 | Diesel | Detroit Diesel | 12V-92TA | 720 | 720 |  |  | 5555 GROSSMONT CENTER DR | LA MESA | 91941 |  | (619) 644-4130
3109 | SD | GROSSMONT DISTRICT HOSPITAL |  |  | 890697 | EMERGENCY GENERATOR: DETROIT DIESEL MODEL 12V-92TA, RATED 947 HP AT 720 KW, WITH TURBOCHARGE AND AFTERCOOLING, DIESEL OIL FIRED, S/N 12VF4572. (APPL #890697/JJS) 1090 | Diesel | Detroit Diesel | 12V-92TA | 720 | 720 |  |  | 5555 GROSSMONT CENTER DR | LA MESA | 91941 |  | (619) 644-4130
3110 | SD | GROSSMONT DISTRICT HOSPITAL |  |  | 890698 | EMERGENCY GENERATOR: DETROIT DIESEL MODEL 12V-92TA, RATED 947 HP AT 720 KW, WITH TURBOCHARGE AND AFTERCOOLING, DIESEL OIL FIRED, S/N 12V4571. (APPL #890698/JJS) 1190 | Diesel | Detroit Diesel | 12V-92TA | 720 | 720 |  |  | 5555 GROSSMONT CENTER DR | LA MESA | 91941 |  | (619) 644-4130
3111 | SD | HAWTHORNE MACHINERY CO |  |  | 971794 | EMERGENCY ENGINE GENERATOR; 587 HP CATERPILLAR MODEL 3406C DIESEL ENGINE | Diesel | Caterpillar | 3406C | 382 | 382 |  |  | 16945 CAMINO SAN BERNARDO | SAN DIEGO | 92127 |  | (858) 674-7029
3112 | SD | HAZARD CENTER ASSOCIATES |  |  | 974059 | EMERGENCY ENGINE GENERATOR: 530 HORSEPOWER CUMMINS DIESEL ENGINE MODEL NTTA-855-GS2, SERIAL NUMBER W3204-14. 974059 GDS 10/99 | Diesel | Cummins | NTTA855-GS2 | 345 | 345 |  |  | 7676 HAZARD CENTER DR | SAN DIEGO | 92108
3113 | SD | HEALTHSOUTH SURGERY CENTER |  |  | 961075 | EMERGENCY ENGINE GENERATOR SET: CUMMINS DIESEL ENGINE, MODEL NTA 855-G3, S/N 30358321, 535 HP. | Diesel | Cummins | NTTA855-G3 | 348 | 348 |  |  | 5471 KEARNY VILLA RD | SAN DIEGO | 92123
3114 | SD | HELIX WATER DISTRICT |  |  | 972208 | EMERGENCY ENGINE GENERATOR SET: CAT DIESEL ENGINE, MODEL 3406, 350 KW,475HP | Diesel | Caterpillar | 3406 | 350 | 350 |  |  | 1233 VERNON WY | EL CAJON | 92020
3115 | SD | HELIX WATER DISTRICT |  |  | 973107 | EMERGENCY ENGINE GENERATOR, CUMMINS DIESEL ENGINE, MODEL 500 DFED/972206, 755 HP, S/N 1-1980777230. TURBOCHARGED AND AFTERCOOLED. | Diesel | Cummins | 500 DFED | 488 | 488 |  |  | 9550 LAKE JENNINGS PARK RD | LAKESIDE | 92040
3116 | SD | HEWLETT PACKARD CO |  |  | 960194 | EMERGENCY ENGINE: CATERPILLAR, MODEL 3412 DIT, DIESEL FIRED, 746 BHP, S/N 81Z19664, DRIVING AN ELECTRIC GENERATOR. | Diesel | Caterpillar | 3412 DIT | 485 | 485 |  |  | 16399 BERNARDO DR W | SAN DIEGO | 92127
3117 | SD | HILTON LA JOLLA TORREY PINES HOTEL |  |  | 890253 | EMERGENCY GENERATOR: CUMMINS MODEL KTA-19/2, WITH TURBOCHARGE AND AFTERCOOLING, RATED 600 HP AT 400 KW, DIESEL OIL FIRED, S/N 37125235. | Diesel | Cummins | KTA19-G2 | 400 | 400 |  |  | 10950 TORREY PINES RD N | SAN DIEGO | 92037 |  | (858) 558-1500
3118 | SD | HILTON SAN DIEGO GASLAMP |  |  | 974927 | EMERGENCY ENGINE GENERATOR, 511HP DETROIT DIESEL ENGINE, MODEL 450 DSE, WITH A KOHLER GENERATOR 450 DSE S/N 0650116, TURBOCHARGED AND AFTERCOOLED. | Diesel | Detroit Diesel | 450 DSE | 332 | 332 |  |  | 401 K ST | SAN DIEGO | 92101
3119 | SD | HOMEGROCER.COM |  |  | 974881 | EMERGENCY ENGINE: CATERPILLAR, MODEL 3412DITA, DIESEL FIRED, 896 BHP, S/N 81A25015, DRIVING AN ELECTRIC GENERATOR. | Diesel | Caterpillar | 3412 DITA | 582 | 582 |  |  | 9389 WAPLES ST | SAN DIEGO | 92121
3120 | SD | HORTON PLAZA |  |  | 972746 | EMERGENCY ENGINE, CUMMINS MODEL KTA 19-62, S/N 31131500, DIESEL FIRED, 600 BHP. GARAGE LEVEL 2 CARROT. 972746AFS25JAN1999 | Diesel | Cummins | KTA19-G2 | 390 | 390 |  |  | 324 HORTON PLAZA GARAGE #2 CARROT | SAN DIEGO | 92101
3121 | SD | HOUSEHOLD AUTO FINANCE CORP |  |  | 973208 | EMERGENCY ENGINE GENERATOR, 1489 HP, CATERPILLAR DIESEL ENGINE, MODEL 3508 | Diesel | Caterpillar | 3508 | 968 | 968 |  |  | 6602 CONVOY CT | SAN DIEGO | 92111
3122 | SD | HUGHES MICROELECTRONICS CENTER |  |  | 880441 | ONE CUMMINS MODEL KTAA 19-G2, RATED 600 HP, 400 KW, DIESEL FIRED, S/N 37119054 | Diesel | Cummins | KTAA19-G2 | 600 | 600 |  |  | 6155 EL CAMINO REAL | CARLSBAD | 92009 |  | (619) 929-2986
3123 | SD | HYATT REGENCY HOTEL S D |  |  | 900665 | EMERGENCY ENGINE ELECTRICAL GENERATOR SET: KOHLER MODEL 1000 ROZD 71, 1550 HP TURBOCHARGED, INTERCOOLED DETROIT DIESEL ENGINE MODEL 9123 - 7306, SERIAL NUMBER 12E - 9874 DRIVING A 1000 KW GENERATOR. | Diesel | Detroit Diesel | 9123-7306 | 1000 | 1000 |  |  | 1 MARKET PL | SAN DIEGO | 92101 |  | (619) 232-1234
3124 | SD | HYATT REGENCY LA JOLLA |  |  | 890492 | EMERGENCY GENERATOR: CATERPILLAR MODEL3412 DITA, RATED 890 HP AT 600 KW, TURBOCHARGED AND AFTERCOOLED, DIESEL OIL FIRED, S/N 81Z08213 | Diesel | Caterpillar | 3412 DITA | 600 | 600 |  |  | 3777 LA JOLLA VILLAGE DR | SAN DIEGO | 92122 |  | (858) 552-1234
3125 | SD | HYBRITECH |  |  | 50386 | EMERGENCY GENERATOR: CATERPILLAR MODEL 3412 TA, RATED 677 KW, DIESEL-FIRED, S/N 81203791 | Diesel | Caterpillar | 3412 TA | 677 | 677 |  |  | 9850 DISTRIBITION AV | SAN DIEGO | 92121 |  | (858) 578-9800
3126 | SD | IDEC INC |  |  | 920494 | ONE (1) CATERPILLAR EMERGENCY ENGINE GENERATOR MODEL: 3412 DITA, 890 BHP, 600 KW, S/N: S8114222, TURBOCHARGED AND AFTERCOOLED DIESEL FIRED. | Diesel | Caterpillar | 3412 DITA | 600 | 600 |  |  | 11011 TORREYANA | SAN DIEGO | 92121 |  | (858) 550-8500
3127 | SD | INFLOW INC |  |  | 974552 | EMERGENCY ENGINE GENERATOR, 1200 HP CUMMINS DIESEL ENGINE MODEL 825C/QST 30-G2, S/N 37190720, TURBOCHARGED AND AFTERCOOLED. | Diesel | Cummins | QST30-G2/825C | 780 | 780 |  |  | 9645 SCRANTON RD | SAN DIEGO | 92121
3128 | SD | INSURANCE COMPANY OF THE WEST |  |  | 960439 | EMERGENCY STANDBY ENGINE: CUMMINS MODEL NTA 855-63, S/N 30356312, 535 BHP, DIESEL FUELED. | Diesel | Cummins | NTTA855-G3 | 348 | 348 |  |  | 11455 EL CAMINO REAL | SAN DIEGO | 92130
3129 | SD | INTUIT |  |  | 973921 | EMERGENCY ENGINE GENERATOR: 587 HORSEPOWER CATERPILLAR DIESEL ENGINE MODEL 3406, SERIAL NUMBER 9DR02323. GDS 973921 9/99 | Diesel | Caterpillar | 3406 | 382 | 382 |  |  | 6220 GREENWICH DR | SAN DIEGO | 92122
3130 | SD | INTUIT |  |  | 973287 | EMERGENCY ENGINE GENERATOR: 1850 HORSEPOWER DETROIT DIESEL ENGINE MODEL 12V-149TIB, SERIAL NUMBER 612779 WITH A KOHLER MODEL 1250 ROZD-4 GENERATOR, RATED 1250 KW. 973287 GDS 5/99 | Diesel | Detroit Diesel | 12V-149TIB | 1250 | 1250 |  |  | 6220 GREENWICH DR | SAN DIEGO | 92122
3131 | SD | INTUIT |  |  | 973288 | EMERGENCY ENGINE GENERATOR: 1850 HORSE POWER DETROIT DIESEL ENGINE MODEL 12V-149TIB, SERIAL NUMBER 612778 PA-132998 WITH A KOHLER MODEL 1250ROZD-4 GENERATOR RATED 1250 KW. 973288 GDS 5/99 | Diesel | Detroit Diesel | 12V-149TIB | 1250 | 1250 |  |  | 6220 GREENWICH DR | SAN DIEGO | 92122
3132 | SD | ISIS PHARMACEUTICALS |  |  | 920893 | EMERGENCY GENERATOR-ENGINE SET: DETROIT DIESEL MODEL 12V-92TA 8123-7416 S/N 12VF-008033, 947 HP, TURBOCHARGED AND AFTERCOOLED DIESEL ENGINE DRIVING A KOHLER MODEL 600ROZD, S/N 332872, 600KW ELECTRICAL GENERATOR. (ADL 12/93) | Diesel | Detroit Diesel | 8123-7416 | 616 | 616 |  |  | 2292 FARADAY AV | CARLSBAD | 92008 |  | (619) 931-9200
3133 | SD | JACK IN THE BOX INC |  |  | 974862 | EMERGENCY ENGINE: SPECTRUM DETROIT DIESEL, MODEL 600DS-4, DIESEL FIRED, 910 BHP, S/N 0650403, DRIVING AN ELECTRIC GENERATOR. | Diesel | Detroit Diesel | 600DS-4 | 592 | 592 |  |  | 9330 BALBOA AV | SAN DIEGO | 92123
3134 | SD | KAISER FOUNDATION HOSPITAL |  |  | 930740 | EMERGENCY ENGINE/GENERATOR SET: GENERATOR, KATO MODEL A223920020, 1125 KW; DIESEL ENGINE, CATERPILLAR, MODEL D3512, HP 1592, S/N 24Z05264; CRANKCASE | Diesel | Caterpillar | D3512 | 1125 | 1125 |  |  | 4647 ZION AV | SAN DIEGO | 92120 |  | (619) 528-5260
3135 | SD | KAISER FOUNDATION HOSPITAL |  |  | 930741 | EMERGENCY ENGINE/GENERATOR SET: GENERATOR, KATO 1125 KW, MODEL A223920020; DIESEL ENGINE, CATERPILLAR, 1592 HP, MODEL D3512, S/N24Z05260; CRANKCASE | Diesel | Caterpillar | D3512 | 1125 | 1125 |  |  | 4647 ZION AV | SAN DIEGO | 92120 |  | (619) 528-5260
3136 | SD | KAISER FOUNDATION HOSPITAL |  |  | 941075 | EMERGENCY ENGINE-GENERATOR SET: CATERPILLAR ENGINE, MODEL 3406, S/N 4PM00231, 449 BHP; DRIVING A CATERPILLAR SR4B GENERATOR, 300 KW | Diesel | Caterpillar | 3406 | 300 | 300 |  |  | 3840 MURPHY CANYON RD | SAN DIEGO | 92123 |  | (619) 528-5260
3137 | SD | KAISER FOUNDATION HOSPITAL |  |  | 961428 | EMERGENCY ENGINE: CUMMINS, MODEL 5000DFY, DIESEL FIRED, S/N 0573643709, DRIVING AN ELECTRIC GENERTOR, ONAN, 500 KW. | Diesel | Cummins | 5000DFY | 500 | 500 |  |  | 4647 ZION AV | SAN DIEGO | 92120 |  | (619) 528-5260
3138 | SD | KAISER FOUNDATION HOSPITAL |  |  | 961429 | EMERGENCY ENGINE: CUMMINS, MODEL 5000DFY, DIESEL FIRED, S/N 0573643710, DRIVING AN ELECTRIC GENERATOR, ONAN, 500 KW. | Diesel | Cummins | 5000DFY | 500 | 500 |  |  | 4647 ZION AV | SAN DIEGO | 92120 |  | (619) 528-5260
3139 | SD | KAISER FOUNDATION HOSPITAL |  |  | 961430 | EMERGENCY ENGINE: CUMMINS, MODEL 5000DFY, DIESEL FIRED, S/N 0573643711, DRIVING AN ELECTRIC GENERATOR, ONAN, 500 KW. | Diesel | Cummins | 5000DFY | 500 | 500 |  |  | 4647 ZION AV | SAN DIEGO | 92120 |  | (619) 528-5260
3140 | SD | KAISER FOUNDATION HOSPITAL |  |  | 974435 | EMERGENCY GENERATOR: 760 BHP CUMMINS DIESEL ENGINE, MODEL VTA-1710-G-I | Diesel | Cummins | VTA1710-G1 | 494 | 494 |  |  | 4647 ZION AV | SAN DIEGO | 92120 |  | (619) 528-5260
3141 | SD | KAISER FOUNDATION HOSPITAL |  |  | 950258 | DIESEL ENGINE, CUMMINS MODEL NTA855-G2, S/N 30354501, 465 BHP, TURBOCHARGED AFTER COOLED, DRIVING A 300 KW GENERATOR. | Diesel | Cummins | NTA855-G2 | 300 | 300 |  |  | 1630 MAIN ST E | EL CAJON | 92021 |  | (619) 589-3253
3142 | SD | KAISER PERMANENTE |  |  | 971622 | EMERGENCY ENGINE GENERATOR: 568 HP DETROIT DIESEL MODEL 8083-7405 | Diesel | Detroit Diesel | 8083-7405 | 369 | 369 |  |  | 4650 PALM AV | SAN DIEGO | 92173
3143 | SD | KGTV CHANNEL 10 |  |  | 940294 | ONE (1) EMERGENCY ENGINE GENERATOR SET: CUMMINS ENGINE; MODEL#KTTA I9G2, 750 HP, ENGINE S/N# 37121031, EQUIPPED WITH BACT(TURBOACHARGING, AFTER-COOLING, FOUR (4) DEGREE RETARD. ONAN GENERATOR, MODEL# 249-0155-03; 500 KW | Diesel | Cummins | KTTA19-G2 | 500 | 500 |  |  | 4600 AIR WAY DR | SAN DIEGO | 92105 |  | (619) 237-6370
3144 | SD | KNSD TV 39 NEW WORLD COMM OF S D |  |  | 880428 | EMERGENCY GENERATOR: DETROIT DIESEL MODEL 9123-7306,ENGINE S/N 1253395 RATED 1290 BHP AT 800 KW, DIESEL FIRED, GENERATOR S/N 504405-R1 | Diesel | Detroit Diesel | 9123-7306 | 800 | 800 |  |  | MILLER RANCH RD MT SAN MIGUEL | SPRING VALLEY | 91978 |  | (858) 279-3939
3145 | SD | KNSD TV 39 NEW WORLD COMM OF S D |  |  | 890943 | EMERGENCY GENERATOR: MWM MURPHY MODEL TBD-234-V12,RATED 433 HP AT 330 KW, DIESEL OIL FIRED, S/N 234-12-01456 | Diesel | MWM Murphy | TBD-234-V12 | 330 | 330 |  |  | MILLER RANCH RD MT SAN MIGUEL | SPRING VALLEY | 91978 |  | (858) 279-3939
3146 | SD | KOLL CENTER SAN DIEGO INC CO CB RICHARD ELLIS |  |  | 973119 | EMERGENCY ENGINE GENERATOR: 723 HORSEPOWER CATERPILLAR DIESEL ENGINE MODEL 3412, S/N 81207552. 973119 GDS 5/99 | Diesel | Caterpillar | 3412 | 470 | 470 |  |  | 501 BROADWAY W | SAN DIEGO | 92101
3147 | SD | KSWB INC |  |  | 971672 | EMEREGENCY STANDBY ENGINE: DETROIT DIESEL MODEL 6V-92TA, 474 HP, S/N 603439 DIESEL FIRED, TURBOCHARGED AND AFTERCOOLED. | Diesel | Detroit Diesel | 6V-92TA | 308 | 308 |  |  | 7191 ENGINEER RD | SAN DIEGO | 92111
3148 | SD | LA JOLLA INSTITUTE FOR ALLERGY AND IMMUNOLOGY |  |  | 950204 | EMERGENCY GENERATOR SET:ONE (1) 568 BHP MODEL 8V82-TA 8083-7405 DETROIT DIESEL ENGINE WITH CLOSED-LOOP CRANK VENT SYSTEM, TURBOCHARGING, AFTERCOOL-ING AND 4 DEG. TIMING RETARD, DRIVING A 350 KW STANDBY EMERGENCY GENERATOR. | Diesel | Detroit Diesel | 8083-7405 | 350 | 350 |  |  | 10355 SCIENCE CENTER DR | SAN DIEGO | 92121 |  | (858) 452-5019
3149 | SD | LA JOLLA SEVILLE HOA INC |  |  | 973825 | EMERGENCY ENGINE: CATERPILLAR, MODEL 341D15 350, DIESEL FIRED, 545 BHP, S/N 3855265, DRIVING AN ELECTRIC GENERATOR SET. | Diesel | Caterpillar | 341D15 350 | 354 | 354 |  |  | 1001 GENTER ST | LA JOLLA | 92037
3150 | SD | LA JOLLA VILLAGE TOWERS |  |  | 950447 | EMERGENCY ENGINE GENERATOR: DETROIT DIESEL ENGINE, MODEL 71TA-7123-7406, S/N 12VA-89131, 750 BHP; DRIVING A SPECTRUM 450 DS GENERATOR, 450 KW. | Diesel | Detroit Diesel | 7123-7406 | 450 | 450 |  |  | 8515 COSTA VERDE BL | SAN DIEGO | 92122 |  | (858) 646-7700
3151 | SD | LEGOLAND CALIFORNIA |  |  | 974858 | DETROIT DIESEL MODEL 8123745, 830 HP, S/N 12VF013386, LOCATED IN SERVICE ADMINISTRATION AREA. 974858AFS17APR2000 | Diesel | Detroit Diesel | 8123-745 | 540 | 540 |  |  | 1 LEGO DR | CARLSBAD | 92009
3152 | SD | LEGOLAND CALIFORNIA |  |  | 974857 | DETROIT DIESEL ENGINE MODEL 90637416, 474 HP, S/N 09VF220209, LOCATED IN THE IMAGINATION AREA. 974857AFS17APR2000 | Diesel | Detroit Diesel | 9063-7416 | 308 | 308 |  |  | 1 LEGO DR | CARLSBAD | 92009
3153 | SD | LEGOLAND CALIFORNIA |  |  | 974861 | DETROIT DIESEL ENGINE MODEL 90637416, 474 HP, S/N 06VF220074, LOCATED IN CASTLE HILL AREA. 974861AFS974861 | Diesel | Detroit Diesel | 9063-7416 | 308 | 308 |  |  | 1 LEGO DR | CARLSBAD | 92009
3154 | SD | LEUCADIA COUNTY WATER DISTRICT |  |  | 880694 | DIESEL ENGINE/EMERGENCY GENERATOR SET: ONE (1) DETROIT DIESEL ALLISON MODEL 16V-92T, 850 BHP MAXIMUM RATED POWER OUTPUT, 16-CYL; DRIVING A 600 KW GENERATOR. | Diesel | Detroit Diesel | 16V-92T | 600 | 600 |  |  | 1960 LA COSTA AV | CARLSBAD | 92009 |  | (760) 753-0155
3155 | SD | LEUCADIA COUNTY WATER DISTRICT |  |  | 960002 | EMERGENCY ENGINE GENERATOR SET: DETROIT DIESEL ENGINE, MODEL 12V92TA-8123-7405, 850 HP,EQUIPPED WITH TURBOCHARGER, AFTERCOOLER AND 4 DEGREE RETARD. | Diesel | Detroit Diesel | 8123-7405 | 553 | 553 |  |  | 2017 HY 101 | CARLSBAD | 92009 |  | (760) 753-0155
3156 | SD | LEVEL 3 COMMUNICATIONS INC |  |  | 971635 | EMERGENCY ENGINE: CATERPILLAR, MODEL 3512, DIESEL FIRED, 1250 KVA, S/N 24Z08398, DRIVING AN ELECTRIC GENERATOR. | Diesel | Caterpillar | 3512 | 1000 | 1000 |  |  | 8929 AERO DR #D | SAN DIEGO | 92123
3157 | SD | LIGAND PHARMACEUTICALS INC |  |  | 940633 | ONE(1) EMERGENCY ENGINE GENERATOR SET:SPECTRUM DETROIT DIESEL ENGINE:MODEL 81237416,S/N:12V0105S, 945 BHP, EQUIPPED WITH TURBOCHARGING AFTERCOOLING AND FOUR DEGREE RETARD, DRIVING A SPECTRUM DETROIT DIESEL GENERATOR | Diesel | Detroit Diesel | 8123-7416 | 614 | 614 |  |  | 10255 SCIENCE CENTER DR | SAN DIEGO | 92121 |  | (858) 535-3900
3158 | SD | LIGAND PHARMACEUTICALS INC |  |  | 970731 | EMERGENCY ENGINE: DETROIT DIESEL, MODEL 6V92TA-8063-7416, DIESEL FIRED, 474 BHP, S/N 391966, DRIVING A 300-KW ELECTRIC GEN-SET. | Diesel | Detroit Diesel | 8063-7416 | 300 | 300 |  |  | 10275 SCIENCE CENTER DR | SAN DIEGO | 92121 |  | (858) 535-3900
3159 | SD | LINSCO PRIVATE LEDGER FINANCIAL SERVICES |  |  | 973210 | EMERGENCY ENGINE GENERATOR, 2010HP, CATERPILLAR DIESEL ENGINE, MODEL 3512B | Diesel | Caterpillar | 3512B | 1307 | 1307 |  |  | 9785 TOWNE CENTRE DR | SAN DIEGO | 92121-1968
3160 | SD | LOEWS CORONADO BAY RESORT |  |  | 910544 | EMERGENCY ENGINE-GENERATOR SET: CATERPILLAR MODEL 3412 DIT 749 HP DIESEL ENGINE, S/N 81Z11095, WITH 500 KW GENERATOR | Diesel | Caterpillar | 3412 DIT | 500 | 500 |  |  | 4000 CORONADO BAY RD | CORONADO | 92118 |  | (619) 424-4000
3161 | SD | LOWES HIW INC |  |  | 975046 | DETROIT DIESEL ENGINE MODEL 560 4 CYCLE, S/N 0654989, 550 HP, TURBOCHARGED. | Diesel | Detroit Diesel | 560 | 358 | 358 |  |  | 2318 NORTHSIDE DR | SAN DIEGO | 92108
3162 | SD | MAINTENANCE WAREHOUSE |  |  | 974056 | EMERGENCY ENGINE GENERATOR: 550 HORSEPOWER DETROIT DIESEL ENGINE MODEL 6063TK35, SERIAL NUMBER 06R0509719 WITH A KOHLER MODEL 350 REOZD GENERATOR. | Diesel | Detroit Diesel | 6063TK35 | 350 | 350 |  |  | 5505 MOREHOUSE DR | SAN DIEGO | 92121
3163 | SD | MAINTENANCE WAREHOUSE |  |  | 975021 | EMERGENCY ENGINE: KOHLER, MODEL NO. 350REO2D, DIESEL FIRED, 550 BHP | Diesel | Kohler | 350REO2D | 358 | 358 |  |  | 10641 SCRIPPS SUMMIT CT | SAN DIEGO | 92131
3164 | SD | MAINTENANCE WAREHOUSE |  |  | 975022 | EMERGENCY ENGINE: KOHLER, MODEL 6063TK35, DIESEL FIRED, 550 BHP, S/N C6R0509719, DRIVING AN ELECTRIC GENERATOR. | Diesel | Kohler | 6063TK35 | 358 | 358 |  |  | 10641 SCRIPPS SUMMIT CT | SAN DIEGO | 92131
3165 | SD | MARRIOTT BRIGHTON GARDENS |  |  | 971505 | EMERGENCY ENGINE GENERATOR: 474 HP DETROIT DIESEL MODEL 6V-92TA, S/N 8063-7416, TURBOCHARGED, AFTERCOOLED. | Diesel | Detroit Diesel | 6V-92TA | 308 | 308 |  |  | 13101 HARTFIELD AV | SAN DIEGO | 92130
3166 | SD | MARRIOTT SUITES HOTEL |  |  | 890868 | EMERGENCY GENERATOR, DIESEL: ONE (1) CATERPILLAR MODEL 3406TA, 445 BHP MAXIMUM RATED POWER OUTPUT, 6 CYLINDER, DIRECT INJECTION; EQUIPPED WITH TURBOCHARGING AND AFTERCOOLING, 1800 RPM; DRIVING A 300 KW GENERATOR, 60 HZ | Diesel | Caterpillar | 3406 TA | 300 | 300 |  |  | 701 A ST (PENTHOUSE) | SAN DIEGO | 92101 |  | (619) 696-9800
3167 | SD | MCAS MIRAMAR |  |  | 870230 | EMERGENCY GENERATOR: CUMMINS MODEL DMT350C, RATED 350 KW, DIESEL-FIRED | Diesel | Cummins | DMT350C | 350 | 350 |  |  | NAVCOMBRIG MIRAMAR | SAN DIEGO | 92145 |  | (858) 537-1137
3168 | SD | MCAS MIRAMAR |  |  | 960048 | EMERGENCY STANDBY ENGINE: GENERAL MOTORS MODEL V-16 TWIN BLOWN, S/N 16VA-180/189, 550 BHP, DIESEL FUELED, LOCATED AT BUILDING M-441. | Diesel | General Motors | V-16 | 358 | 358 |  |  | USMC MIRAMAR | SAN DIEGO | 92145 |  | (858) 537-1137
3169 | SD | MCI METRO |  |  | 950888 | EMERGENCY DIESEL GENERATOR, DETROIT DIESEL MODEL 8V-92, 630 BHP | Diesel | Detroit Diesel | 8V-92 | 410 | 410 |  |  | 707 BROADWAY | SAN DIEGO | 92101
3170 | SD | MCI TELECOMMUNICATIONS CORP |  |  | 890337 | Caterpillar Model; SR4-3412 - Diesel Fired, 680 hpI.C. Engine Driving 470 KW Electrical Generator. Emergency Stand-by Electrical Generator. | Diesel | Caterpillar | 3412 | 470 | 470 |  |  | 8933 COMPLEX DR | SAN DIEGO | 92123 |  | (858) 292-1182
3171 | SD | MCI TELECOMMUNICATIONS CORP |  |  | 973332 | EMERGENCY ENGINE: KOHLER, MODEL 433RSL4019BF-175W, DIESEL FIRED, 568 BHP, S/N ZF 4030213, DRIVING AN ELECTRIC GEN-SET. | Diesel | Kohler | 433RSL4019BF-175W | 369 | 369 |  |  | 8933 COMPLEX DR | SAN DIEGO | 92123
3172 | SD | MCI WORLD COM |  |  | 973914 | EMERGENCY ENGINE GENERATOR: 777 HORSEPOWER CATERPILLAR DIESEL ENGINE MODEL 3412, SERIAL NUMBER 2WJ02047 WITH A 500 KW GENERATOR. 973914 GDS 10/99 | Diesel | Caterpillar | 3412 | 500 | 500 |  |  | 10065 BARNES CANYON RD #A | SAN DIEGO | 92121
3173 | SD | MERCK & CO INC |  |  | 911336 | ONE EMERGENCY ENGINE GENERATOR: KOHLER GENERATOR MODEL 300RO2D71 300 KW S/N: 294755, POWERED BY A DETROIT DIESEL ENGINE, MODEL 80637416, 474 BHP, UNIT # 06VF194925, EQUIPPED WITH TURBOCHARGING AND AFTERCOOLING. | Diesel | Kohler | 300RO2D71 | 300 | 300 |  |  | 3535 GENERAL ATOMICS CT | SAN DIEGO | 92121
3174 | SD | MERIDIAN MASTER ASSOC |  |  | 972554 | EMERGENCY STANDBY ENGINE, CUMMINS MODEL 3000 DMF17R, 465HP, S/N L830690751 DIESEL FIRED. | Diesel | Cummins | 3000 DMF17R | 302 | 302 |  |  | 700 FRONT ST | SAN DIEGO | 92101
3175 | SD | MFS INTELENET SAN DIEGO |  |  | 961754 | EMERGENCY ENGINE: CATERPILLAR, MODEL SR-41B, DIESEL FIRED, 2168 BHP, S/N 76M00556, DRIVING AN ELECTRIC GENERATOR. | Diesel | Caterpillar | SR-41B | 1409 | 1409 |  |  | 8806 COMPLEX DR | SAN DIEGO | 92123
3176 | SD | MITCHELL INTERNATIONAL |  |  | 970818 | EMERGENCY ENGINE GENERATOR SET: DETROIT DIESEL ENGINE, MODEL 8V-92TA, 568HP S/N 08VF174722, DRIVING A 350KW GENERATOR. | Diesel | Detroit Diesel | 8083-7405 | 350 | 350 |  |  | 9925 CARROLL CANYON RD | SAN DIEGO | 92131
3177 | SD | NATIONAL DISPATCH CENTER INC THE |  |  | 950358 | EMERGENCY ENGINE GENERATOR SET: DETROIT DIESEL ENGINE, MODEL 80837416, S/N 08VF168768, 643 BHP; KOHLER GENERATOR, MODEL 400 ROZD71, S/N 369505, 400 KW. | Diesel | Detroit Diesel | 8083-7416 | 400 | 400 |  |  | 8911 BALBOA AV | SAN DIEGO | 92123 |  | (858) 654-9000
3178 | SD | NATIONAL DISPATCH CENTER INC THE |  |  | 950474 | EMERGENCY ENGINE GENRATOR SET: DETROIT DIESEL ENGINE, MODEL 80837416, S/N 08VF168937, 643 BHP; KOHLER GENERATOR, MODEL 400 ROZD71, S/N 369506, 400 KW. | Diesel | Detroit Diesel | 8083-7416 | 400 | 400 |  |  | 8911 BALBOA AV | SAN DIEGO | 92123 |  | (858) 654-9000
3179 | SD | NATIONAL STEEL & SHIPBUILDING |  |  | 860672 | ENGINE NO.1039: EMERGENCY DIESEL ENGINE/GENERATOR SET, CATERPILLAR ENGINE MODEL 3412, 510 HP, 350 KW, DIESEL OIL FUELED, TURBOCHARGED, AFTERCOOLED, S/N 3856561. JCM 8/88 | Diesel | Caterpillar | 3412 | 350 | 350 |  |  | 28TH ST & HARBOR DR | SAN DIEGO | 92113 |  | (619) 544-7778
3180 | SD | NATIONAL STEEL & SHIPBUILDING |  |  | 860673 | ENGINE NO.1038: EMERGENCY DIESEL ENGINE/GENERATOR SET, CATERPILLAR ENGINE MODEL 3412, 510 HP, 350 KW, DIESEL OIL FUELED, TURBOCHARGED, AFTERCOOLED, S/N 3856575. JCM 8/88 | Diesel | Caterpillar | 3412 | 350 | 350 |  |  | 28TH ST & HARBOR DR | SAN DIEGO | 92113 |  | (619) 544-7778
3181 | SD | NATIONAL STEEL & SHIPBUILDING |  |  | 860674 | ENGINE NO.1037: EMERGENCY DIESEL ENGINE/GENERATOR SET, CATERPILLAR ENGINE MODEL 3412, 510 HP, 350 KW, DIESEL OIL FUELED, TURBOCHARGED, AFTERCOOLED, S/N 3856568. JCM 8/88 | Diesel | Caterpillar | 3412 | 350 | 350 |  |  | 28TH ST & HARBOR DR | SAN DIEGO | 92113 |  | (619) 544-7778
3182 | SD | NATIONAL STEEL & SHIPBUILDING |  |  | 973376 | DETROIT DIESEL MODEL 8163-7305, 800 BHP, DIESEL FIRED, S/N 605371A1A. 973376 AFS19MAY1999 | Diesel | Detroit Diesel | 8163-7305 | 520 | 520 |  |  | 28TH ST & HARBOR DR | SAN DIEGO | 92113 |  | (619) 544-7778
3183 | SD | NAVAL COMPUTER AND TELECOMMUNICATIONS STATION |  |  | 973045 | EMERGENCY ENGINE GENERATOR: 795 HORSEPOWER CATERPILLAR DIESEL ENGINE, MODEL D398, S/N 62601. 973045 GDS 3/99 | Diesel | Caterpillar | D398 | 517 | 517 |  |  | 937 HARBOR DR N BLDG 1 | SAN DIEGO | 92132
3184 | SD | NAVAL MEDICAL CENTER S D |  |  | 960373 | EMERGENCY ENGINE-GENERATOR SET: CATERPILLAR DIESEL ENGINE, MODEL 3412 CAT, S/N 38S3587, 620 BHP. | Diesel | Caterpillar | 3412 | 403 | 403 |  |  | NAVY HOSPITAL | SAN DIEGO | 92134
3185 | SD | NEUROCRINE BIOSCIENCES |  |  | 970810 | EMERGENCY ENGINE GENERATOR: 700 HP DETROIT DIESEL MODEL 500DS, S/N 396981 | Diesel | Detroit Diesel | 500DS | 455 | 455 |  |  | 10555 SCIENCE CENTER DR | SAN DIEGO | 92121
3186 | SD | NEXTLINK CALIFORNIA |  |  | 972800 | EMERGENCY ENGINE, CUMMINS MODEL KTA19-G4, S/N I980800353. 755 BHP, DIESEL FIRED, 500 KW. 972800AFS02FEB1999 | Diesel | Cummins | KTA19-G4 | 500 | 500 |  |  | 5771 COPLEY DR | SAN DIEGO | 92111
3187 | SD | OCEANSIDE CITY OF WASTE WATER TREATMENT PLANT |  |  | 890747 | CAT DIESEL EMERGENCY ENGINE GENERATOR, MOD 3412-DIT, S/N 38S8073, 543 BHP EQUIPPED WITH TURBOCHARGING. | Diesel | Caterpillar | 3412 DIT | 353 | 353 |  |  | 1330 TAIT ST S | OCEANSIDE | 92054 |  | (619) 966-4870
3188 | SD | OCEANSIDE CITY OF WASTE WATER TREATMENT PLANT |  |  | 911383 | ONE (1) EMERGENCY ENGINE GENERATOR: CUMMINS ENGINE, MODEL: KTTA19G2, 750 HP S/N 37141684, EQUIPPED WITH TURBOCHARGING ANG AFTERCOOLING; DMT CORP. GEN. MODEL: DMT-500C, S/N: 92179-1, 500 KW, 625 KVA. | Diesel | Cummins | KTTA19-G2 | 500 | 500 |  |  | 1330 TAIT ST S | OCEANSIDE | 92054 |  | (619) 966-4870
3189 | SD | OCEANSIDE CITY OF WATER UTILITIES |  |  | 961968 | EMERGENCY STANDBY ENGINE: DETROIT DIESEL MODEL 12V71T, S/N 12VA073824, 640 BHP, DIESEL FUELED. | Diesel | Detroit Diesel | 12V-71T | 416 | 416 |  |  | 2501 HAYMAR DR | OCEANSIDE | 92054
3190 | SD | OCEANSIDE CITY OF WATER UTILITIES DEPT |  |  | 890483 | DIESEL ENGINE/EMERGENCY GENERATOR SET: ONE (1) CATERPILLAR MODEL 3512 DITA, V-12, DIRECT INJECTION, TURBOCHARGED, AFTERCOOLED, 2168 BHP MAXIMUM RATED POWER OUTPUT; DRIVING A 1500 KW, 1800 RPM ELECTRICAL GENERATOR. | Diesel | Caterpillar | 3512 DITA | 1500 | 1500 |  |  | 3950 RIVER RD N | OCEANSIDE | 92054 |  | (760) 966-8795
3191 | SD | OLIVENHAIN MUNICIPAL WATER DIST |  |  | 940962 | EMERGENCY ENGINE-GENERATOR SET: CUMMINS DIESEL ENGINE, MODEL NTA 855 G2, S/N 11517618, 465 BHP; DRIVING A KOHLER GENERATOR, MODEL 300 ROZ 271, S/N 252867, 300 KW. 972284 (11/98) | Diesel | Cummins | NTA855-G2 | 300 | 300 |  |  | 16505 BLACK MOUNTAIN RD | SAN DIEGO | 92127 |  | (858) 451-7837
3192 | SD | ONE HARBOR DRIVE RESIDENTIAL ASSOC |  |  | 941138 | EMERGENCY ENGINE GENERATOR SET:DETROIT DIESEL ENGINE, MODEL 8163-7416, S/N 16VF069170, 1232 BHP, WITH TURBOCHARGER, AFTERCOOLER; DRIVING A KOHLER GENERATOR, MODEL 750 ROZD, S/N 274119. | Diesel | Detroit Diesel | 8163-7416 | 750 | 750 |  |  | 200 HARBOR DR | SAN DIEGO | 92101 |  | (619) 232-9758
3193 | SD | OTAY WATER DISTRICT |  |  | 940326 | ONE (1) EMERGENCY ENGINE GENERATOR: CAT ENGINE, MODEL 3512 DITA, 1593 BHP, EQUIPPED WITH (BACT):TURBOCHARGING, AFTERCOOLING AND FOUR DEGREE RETARD.S/N:24Z05677; ENGINE DRIVING AN ELECTRIC GENERATOR. | Diesel | Caterpillar | 3512 DITA | 1035 | 1035 |  |  | 11880 CAMPO RD | SPRING VALLEY | 91978 |  | (619) 670-2213
3194 | SD | OTAY WATER DISTRICT |  |  | 940327 | ONE (1) EMERGENCY ENGINE GENERATOR: CAT ENGINE, MODEL 3512 DITA, 1482 BHP, EQUIPPED WITH (BACT):TURBOCHARGING, AFTERCOOLING AND FOUR DEGREE RETARD, S/N:24Z05678;ENGINE DRIVING AN ELECTRIC GENERATOR. | Diesel | Caterpillar | 3512 DITA | 963 | 963 |  |  | 11880 CAMPO RD | SPRING VALLEY | 91978 |  | (619) 670-2213
3195 | SD | PACIFIC BELL |  |  | 971538 | EMERGENCY ENGINE GENERATOR: 2535 HP CATERPILLAR MODEL 3512 DIESEL ENGINE TURBOCHARGED, AFTERCOOLED, S/N 4XF00703. | Diesel | Caterpillar | 3512 | 1648 | 1648 |  |  | 9341 REGENTS RD | SAN DIEGO | 92121 |  | (619) 696-0967
3196 | SD | PACIFIC BELL |  |  | 974135 | EMERGENCY ENGINE GENERATOR: 1847 HORSEPOWER CATERPILLAR DIESEL ENGINE, MODEL 3512/E506, SERIAL NUMBER 3MS00187. 974135 GDS 11/99 | Diesel | Caterpillar | 3512/E506 | 1200 | 1200 |  |  | 3020 DEL MAR HTS RD | DEL MAR | 92014
3197 | SD | PACIFIC BELL |  |  | 974875 | EMERGENCY ENGINE GENERATOR, CAT DIESEL ENGINE, MODEL 3508B, S/N 2GM00872, 1502 BHP | Diesel | Caterpillar | 3508B | 976 | 976 |  |  | 146 BROADWAY S | ESCONDIDO | 92026 |  | (858) 586-2925
3198 | SD | PACIFIC BELL |  |  | 960944 | EMERGENCY STANDBY ENGINE: CAT DIESEL ENGINE MODEL 3512, S/N 2253-1, 1482HP, TURBOCHARGED AND AFTERCOOLED. | Diesel | Caterpillar | 3512 | 963 | 963 |  |  | 146 BROADWAY S | ESCONDIDO | 92025 |  | (858) 586-2925
3199 | SD | PACIFIC BELL |  |  | 971315 | EMERGENCY ENGINE: CATERPILLAR, MODEL 3512, DIESEL FIRED, 1482 BHP, S/N 24Z08579, DRIVING AN ELECTRIC GENERATOR, 900 KW. | Diesel | Caterpillar | 3512 | 900 | 900 |  |  | 4711 SPRING ST | LA MESA | 91941 |  | (619) 238-2741
3200 | SD | PACIFIC BELL |  |  | 910074 | EMERGENCY ENGINE GENERATOR SET: CATERPILLAR D399 PCTA 1310 BHP, TURBOCHARGED, AFTERCOOLED DIESEL ENGINE, SERIAL NUMBER 36Z01584 WITH A 900 KW GENERATOR. | Diesel | Caterpillar | D399 PCTA | 900 | 900 |  |  | 7337 TRADE ST | SAN DIEGO | 92121 |  | (858) 695-5497
3201 | SD | PACIFIC BELL |  |  | 910075 | EMERGENCY ENGINE GENERATOR SET: CATERPILLAR D399 PCTA 1310 BHP TURBO CHARGED, AFTERCOOOLED DIESEL ENGINE, SERIAL NUMBER 36Z01578 WITH A 900 KW GENERATOR. | Diesel | Caterpillar | D399 PCTA | 900 | 900 |  |  | 7337 TRADE ST | SAN DIEGO | 92121 |  | (858) 695-5497
3202 | SD | PACIFIC BELL |  |  | 931053 | EMERGENCY ENGINE-GENERATOR SET: CATERPILLAR ENGINE, MODEL D399 PCTA, V-16, TURBOCHARGED, AFTERCOOLED, 1310 BHP, DRIVING AN 800 KW GENERATOR. | Diesel | Caterpillar | D399 PCTA | 800 | 800 |  |  | 1125 9TH AV | SAN DIEGO | 92101 |  | (619) 238-2741
3203 | SD | PACIFIC BELL |  |  | 930328 | EMERGENCY GENERATOR-ENGINE SET: CATERPILLAR CO., MODEL D399PCTA, SERIAL NO. 36Z01345, 1310HP @ 1200 RPM, TURBOCHARGED DIESEL ENGINE DRIVING A KATO ENGINEERING CO., MODEL 800-683361111, SERIAL NO. 85983-1, 800KW, STAND BY ELECTRICAL GENERATOR. (ADL 2/94). | Diesel | Caterpillar | D399 PCTA | 800 | 800 |  |  | 7847 LINDA VISTA RD | SAN DIEGO | 92111 |  | (858) 586-3350
3204 | SD | PACIFIC BELL |  |  | 973930 | EMERGENCY ENGINE GENERATOR: 1199 HORSEPOWER CATERPILLAR DIESEL ENGINE MODEL 3508DITA, SERIAL NUMBER 23Z07451. GDS 973930 9/99 | Diesel | Caterpillar | 3508 DITA | 779 | 779 |  |  | 4890 MARKET ST | SAN DIEGO | 92102 |  | (858) 974-6834
3205 | SD | PACIFIC BELL |  |  | 961304 | EMERGENCY STANDBY ENGINE; CAT DIESEL ENGINE MODEL 3508, 1098HP, S/N23Z06826 TURBOCHARGE AND AFTERCOOL | Diesel | Caterpillar | 3508 | 714 | 714 |  |  | 2175 CAMINO VIDA ROBLE | CARLSBAD | 92008
3206 | SD | PACIFIC BELL |  |  | 850499 | EMERGENCY GENERATOR: CATERPILLAR MODEL 3508, RATED1062 HP, DIESEL-FIRED | Diesel | Caterpillar | 3508 | 690 | 690 |  |  | 9341 REGENTS RD | SAN DIEGO | 92121 |  | (619) 696-0967
3207 | SD | PACIFIC BELL |  |  | 973818 | EMERGENCY ENGINE GENERATOR: 1039 HORSEPOWER CATERPILLAR DIESEL ENGINE MODEL 3412, SERIAL NUMBER 2WJ00457. GDS 973818 9/99 | Diesel | Caterpillar | 3412 | 675 | 675 |  |  | 2225 SAIPAN DR | SAN DIEGO | 92139 |  | (858) 452-5019
3208 | SD | PACIFIC BELL |  |  | 950242 | EMERGENCY DIESEL GENERATOR, CAT 3412, 810 BHP, TURBOCHARGED, AFTERCOOLED, 4 DEGREE TIMING RETARD, ENGINE S/N 81Z17183 WITH 600 KW GENERATOR. | Diesel | Caterpillar | 3412 | 600 | 600 |  |  | 9059 MIRA MESA BL | SAN DIEGO | 92126 |  | (619) 545-2435
3209 | SD | PACIFIC BELL |  |  | 930599 | PORTABLE EMERGENCY ENGINE-GENERATOR SET: CATERPILLAR MODEL3412, 600 KW, DRIVEN BY A CATERPILLAR MODEL 3412 DITA, TURBOCHARGED, AFTERCOOLED, V-12, 890-HP DIESEL ENGINE. | Diesel | Caterpillar | 3412 | 600 | 600 |  |  | 2825 GARNET AV #208 | SAN DIEGO | 92109 |  | (858) 586-3350
3210 | SD | PACIFIC BELL |  |  | 950373 | EMERGENCY ENGINE GENERATOR SET: CATERPILLAR ENGINE, MODEL 3412, S/N 2WJ00457, 1039 BHP; DRIVING A CATERPILLAR 600 KW GENERATOR. | Diesel | Caterpillar | 3412 | 600 | 600 |  |  | 2225 SAIPAN DR | SAN DIEGO | 92139 |  | (858) 586-2925
3211 | SD | PACIFIC BELL |  |  | 973817 | EMERGENCY ENGINE GENERATOR: 890 HORSEPOWER CATERPILLAR DIESEL ENGINE MODEL 3212, SERIAL NUMBER 81Z18186. GDS 973817 9/99 | Diesel | Caterpillar | 3212 | 579 | 579 |  |  | 3704 TENNYSON ST | SAN DIEGO | 92107 |  | (619) 238-2741
3212 | SD | PACIFIC BELL |  |  | 960945 | EMERGENCY STANDBY ENGINE, CAT MODEL 3412, 890HP, S/N 2254-1, DIESEL FIRED, EQUIPPED WITH TURBOCHARGE AND AFTERCOOL. | Diesel | Caterpillar | 3412 | 579 | 579 |  |  | 4569 COLLEGE AV | SAN DIEGO | 92115
3213 | SD | PACIFIC BELL |  |  | 900325 | EMERGENCY GENERATOR: CATERPILLAR MODEL 3412 DIT, RATED 724 HP AT 540 KW, DIESEL-FIRED, S/N 81Z09887. | Diesel | Caterpillar | 3412 DIT | 540 | 540 |  |  | 146 BROADWAY S | ESCONDIDO | 92025 |  | (858) 586-2925
3214 | SD | PACIFIC BELL |  |  | 910766 | GENERATOR, EMERGENCY, 450 KW, 676 BHP DIESEL ENGINE, CATERPILLAR MODEL 3412 SR-4, S/N 81Z04428 | Diesel | Caterpillar | 3412 | 450 | 450 |  |  | 2825 GARNET AV #208 | SAN DIEGO | 92109 |  | (858) 586-3350
3215 | SD | PACIFIC BELL |  |  | 910653 | EMERGENCY GENERATOR, PORTABLE, 350KW, CATERPILLAR MODEL 3406-021394 534 BHP TURBOCHARGED DIESEL ENGINE, S/N 2WB07379. | Diesel | Caterpillar | 3406 | 350 | 350 |  |  | 2825 GARNET AV #208 | SAN DIEGO | 92109 |  | (858) 586-3350
3216 | SD | PACIFIC BELL |  |  | 971856 | EMERGENCY ENGINE: CATERPILLAR, MODEL 3406, DIESEL FIRED, 449 BHP, S/N 2WB02448, DRIVING AN ELECTRIC GENERATOR, 300 KW. | Diesel | Caterpillar | 3406 | 300 | 300 |  |  | 8865 CUYAMACA ST | SANTEE | 92071
3217 | SD | PACIFIC BELL |  |  | 920738 | EMERGENCY GENERATOR: 2275 HP DETROIT DIESEL ENGINE, MODEL 9163-7416 (16V-149TI), TURBOCHARGED, INTERCOOLED, S/N 16E-11538, GENERATOR, 1500 KW, MODEL DASE 04181500, S/N 3370B93, GENSET 3 OF 3. | Diesel | Detroit Diesel | 9163-7416 | 1500 | 1500 |  |  | 650 ROBINSON ST E | SAN DIEGO | 92103 |  | (858) 586-3350
3218 | SD | PACIFIC BELL |  |  | 920860 | EMERGENCY GENERATOR: 2275 HP DETROIT DIESEL ENGINE MODEL 9163 - 7416 (126V - 149TI), TURBOCHARGED, INTERCOOLED, S/N 16E - 11540, GENERATOR, 1500 KW, MODEL DASE 04181500, S/N 3371B93, GENSET 2 OF 3. | Diesel | Detroit Diesel | 9163-7416 | 1500 | 1500 |  |  | 650 ROBINSON ST E | SAN DIEGO | 92103 |  | (858) 586-3350
3219 | SD | PACIFIC BELL |  |  | 920861 | EMERGENCY ENGINE GENERATOR SET: 2275 HP TURBOCHARGED,INTERCOOLED, DETROIT DIESEL MODEL 9163 7416 (16V 149TI), SERIAL NUMBER 16E-10459 WITH A 1500 KW MAGNAVOX SYNCHRONOUS A/C GENERATOR SERIAL NUMBER XM 3862761. | Diesel | Detroit Diesel | 9163-7416 | 1500 | 1500 |  |  | 650 ROBINSON ST E | SAN DIEGO | 92103 |  | (858) 586-3350
3220 | SD | PACIFIC BELL |  |  | 972687 | EMERGENCY ENGINE, DETROIT DIESEL MODEL 24V-71TA, S/N 397063, 1550 BHP. | Diesel | Detroit Diesel | 24V-71TA | 1008 | 1008 |  |  | 11865 RANCHO BERNARDO | SAN DIEGO | 92128
3221 | SD | PACIFIC BELL |  |  | 950590 | EMERGENCY ENGINE GENERATOR SET: DETROIT DIESEL ENGINE, MODEL 7243-7406, S/N 24VA001232, 1550 BHP; DRIVING A 1000 KW GENERATOR, MODEL 742RSL4046 | Diesel | Detroit Diesel | 7243-7406 | 1000 | 1000 |  |  | 9059 MIRA MESA BL | SAN DIEGO | 92126 |  | (619) 238-2741
3222 | SD | PACIFIC BELL |  |  | 973250 | EMERGENCY ENGINE GENERATOR, 1170 HP, DETROIT DIESEL ENGINE, MODEL 800DS | Diesel | Detroit Diesel | 800DS | 761 | 761 |  |  | 4042 37TH ST N | SAN DIEGO | 92105 |  | (619) 238-2741
3223 | SD | PACIFIC BELL |  |  | 930917 | EMERGENCY GENERATOR-ENGINE SET: DETROIT DIESEL, MODEL 12VF-92TA 8123-7416, S/N 12VF008862, 947HP @ 1800 RPM, INJECTION TIMING RETARDED, TURBOCHARGED AND AFTERCOOLED DIESEL ENGINE DRIVING A GENERATOR: STAMFORD, TYPE HC534F 550 KW ELECTRICAL GENERATOR. (930917 / ADL / 9-94). | Diesel | Detroit Diesel | 8123-7416 | 550 | 550 |  |  | 120 LINCOLN AV S | EL CAJON | 92020 |  | (619) 574-0233
3224 | SD | PACIFIC BELL |  |  | 930623 | EMERGENCY ENGINE GENERATOR: DETROIT DIESEL ENGINE, MODEL 81237416, S/N DD12VF008777, 947 BHP, DRIVING A 550 KW GENERATOR. | Diesel | Detroit Diesel | 8123-7416 | 550 | 550 |  |  | 2225 MISSION AV | OCEANSIDE | 92054 |  | (760) 754-0008
3225 | SD | PACIFIC BELL |  |  | 921506 | AN EMERGENCY ELECTRICAL GENERATOR- ENGINE SET: DETROIT DIESEL CO., MODEL 12V-92TA 8123-7405, S/N 12VF-07537, 830 HP, TURBOCHARGED AND AFTERCOOLED DIESEL ENGINE DRIVING A GENERATOR; NEWAGE STAMFORD, TYPE HC 534E, S/N C27888/3, 500 KW, A/C GENERATOR | Diesel | Detroit Diesel | 8123-7405 | 500 | 500 |  |  | 225 LAS POSAS RD N | SAN MARCOS | 92069 |  | (858) 586-3350
3226 | SD | PACIFIC BELL |  |  | 975870 | EMERGENCY ENGINE: DETROIT DIESEL, MODEL 7123-74-6 12V-71TA, DIESEL FIRED, 750 BHP, S/N 6438740, DRIVING AN ELECTRIC GENERATOR. | Diesel | Detroit Diesel | 7123-7406 | 488 | 488 |  |  | 28523 COLE GRADE RD | VALLEY CENTER | 92082 |  | (858) 586-3350
3227 | SD | PACIFIC BELL |  |  | 900987 | ONE (1) 703 BHP DETROIT DIESEL ALLISON ENGINE DRIVES AN EMERGENCY GENERATOR; MOD NO 12V92T 8123-7305; S/N 12VF005950 | Diesel | Detroit Diesel | 8123-7305 | 457 | 457 |  |  | 4711 SPRING ST | LA MESA | 91941 |  | (619) 238-2741
3228 | SD | PACIFIC BELL |  |  | 930059 | EMERGENCY GENERATOR-ENGINE SET: DETROIT DIESEL CO., MODEL 12VA-71TA 7123-7406, SERIAL NO. 12VA087315, 712HP @ 1800 RPM, TURBOCHARGED AND AFTERCOOLED DIESEL ENGINE DRIVING A STAMFORD NEWAGE, TYPE HC534E, SERIAL NO. 513116, 450 KW ELECTRICAL GENERATOR. (ADL 10/94). | Diesel | Detroit Diesel | 7123-7406 | 450 | 450 |  |  | 4042 37TH ST N | SAN DIEGO | 92105 |  | (619) 238-2741
3229 | SD | PACIFIC BELL |  |  | 920215 | EMERGENCY ENGINE GENRATOR SET: 630 HP DETROIT DIESEL MODEL 7123-7406 TURBO CHARGED, AFTERCOOLED DIESEL ENGINE S/N 12VA 86618, 450 KW ALTURDYNE GENERATOR. | Diesel | Detroit Diesel | 7123-7406 | 450 | 450 |  |  | 420 3RD AV | CHULA VISTA | 91910 |  | (619) 420-0009
3230 | SD | PACIFIC BELL |  |  | 930060 | EMERGENCY GENERATOR-ENGINE SET: DETROIT DIESEL CO., MODEL 12VA-71TA 7123-7406, SERIAL NO. 12VA-7316, 712HP @ 1800 RPM, TURBOCHARGED AND AFTERCOOLED DIESEL ENGINE DRIVING A STAMFORD NEWAGE, TYPE HC534E, SERIAL NO. 513115, 450 KW ELECTRICAL GENERATOR. | Diesel | Detroit Diesel | 7123-7406 | 450 | 450 |  |  | 139 ROSEBAY DR | ENCINITAS | 92024 |  | (619) 238-2741
3231 | SD | PACIFIC BELL |  |  | 880494 | I/C EMERGENCY GENERATOR SET: ONE (1) DETROIT DIESEL CORP.; DIESEL-FUELED; MODEL DASE 1218450, SN 3210-B-89; ENGINE MODEL 81237405, SN 12VF003640; GENERATOR MODEL 572RSL2045A-P275W, SN UN3544776; EQUIPPED WITH 12-CYLINDERS TURBOCHARGING, AFTERCOOLING, 830 BHP, 450 KW. | Diesel | Detroit Diesel | 8123-7405 | 450 | 450 |  |  | 3020 DEL MAR HTS RD | DEL MAR | 92014 |  | (949) 551-7718
3232 | SD | PACIFIC BELL |  |  | 910545 | EMERGENCY GENERATOR SET: ONE (1) DETROIT DIESEL ENGINE, MODEL 12V71TA, 670 BHP MAXIMUM RATED POWER OUTPUT, UNIT 12VA085952, SO 6A26453, MODEL 71237405 EQUIPPED WITH TURBOCHARGING, AFTERCOOLING; DRIVING ONE (1) STAMFORD GENERATOR, TYPE HC534C1, 450 KW, 208 V, 1562 A, SN C018378/01; CRANKCASE VENT FILTER CV-1000. | Diesel | Detroit Diesel | 12V-71TA | 450 | 450 |  |  | 7569 GIRARD AV | SAN DIEGO | 92037 |  | (619) 238-2741
3233 | SD | PACIFIC BELL |  |  | 890160 | DETROIT DIESEL MODEL DASE 1018-400, DIESEL FIRED 600 BHP I.B. ENGINE DRIVING ONE 400 KW ELECTRICAL GENERATOR | Diesel | Detroit Diesel | DASE 1018-400 | 400 | 400 |  |  | 234 INDIANA ST S | VISTA | 92083 |  | (619) 276-2701
3234 | SD | PACIFIC BELL |  |  | 860256 | ENGINE NO. 4: EMERGENCY DUAL FUEL DIESEL/NATURAL GAS ENGINE GENERATOR SET, FAIRBANKS MORSE MODEL 38TDD8-1/8, 4200 BHP, 3 MW. | Natural Gas/ Diesel | Fairbanks Morse | 38TDD8-1/8 | 3000 | 3000 |  |  | 7337 TRADE ST | SAN DIEGO | 92121 |  | (858) 695-5497
3235 | SD | PACIFIC BELL |  |  | 860259 | ENGINE NO. 5: EMERGENCY DUAL FUEL DIESEL/NATURAL GAS ENGINE GENERATOR SET, FAIRBANKS MORSE MODEL 38TDD8-1/8, 4200 BHP, 3MW. | Natural Gas/ Diesel | Fairbanks Morse | 38TDD8-1/8 | 3000 | 3000 |  |  | 7337 TRADE ST | SAN DIEGO | 92121 |  | (858) 695-5497
3236 | SD | PACIFIC BELL |  |  | 920424 | EMERGENCY ENGINE GENERATOR SET: 4200 HP FAIRBANKS MORSE MODEL 38TDD8-1/8 TURBOCHARGED, AFTERCOOLED, DUAL FUEL, #1 DIESEL / NATURAL GAS ENGINE SERIAL NUMBER 38D892004TDFSM12 WITH A 3 MW MAGNATEK LOUIS ALLIS GENERATOR. | Natural Gas/ Diesel | Fairbanks Morse | 38TDD8-1/8 | 3000 | 3000 |  |  | 7337 TRADE ST | SAN DIEGO | 92121 |  | (858) 695-5497
3237 | SD | PACIFIC GAS TURBINE CENTER INC |  |  | 974287 | EMERGENCY ENGINE GENERATOR, 550 HP CAT DIESEL ENGINE MODEL D346A | Diesel | Caterpillar | D346A | 350 | 350 |  |  | 7007 CONSOLIDATED WY | SAN DIEGO | 92121
3238 | SD | PACIFIC REGENT LIFECARE INC |  |  | 900746 | CAT DIESEL ENGINE GENERATOR,MODEL 3508,1106 BHP 825 KW, S/N 23Z03185 EQUIPPED WITH TURBOCHARGING AND AFTERCOOLING SYST.900746 EFH 05/15/91 | Diesel | Caterpillar | 3508 | 825 | 825 |  |  | 3890 NOBEL DR | SAN DIEGO | 92122 |  | (858) 452-7884
3239 | SD | PACIFIC TOWER |  |  | 971607 | EMERGENCY ENGINE: DETROIT DIESEL, MODEL 12V-92TA, 947 BHP, S/N 12VF013505, DRIVING AN ELECTRICITY GENERATOR. | Diesel | Detroit Diesel | 12V-92TA | 616 | 616 |  |  | 5855 PACIFIC CENTER BL | SAN DIEGO | 92121
3240 | SD | PADRE DAM MUNICIPAL WATER DISTRICT |  |  | 940239 | EMERGENCY DIESEL GENERATOR, CUMMINS MODEL KTTA19-G2, S/N 37160917, 750 BHP TURBOCHARGED, AFTERCOOLED AFS-AUG1996-APP940239 | Diesel | Cummins | KTTA19-G2 | 488 | 488 |  |  | 12001 FANITA PY N | SANTEE | 92071 |  | (619) 258-4697
3241 | SD | PADRE DAM MUNICIPAL WATER DISTRICT |  |  | 960591 | EMERGENCY ENGINE GENERATOR SET: DETROIT DIESEL ENGINE, MODEL 7163-7000 S/N 16VA3327, RATED AT 470 HP, DRIVING A 350KW GENERATOR. | Diesel | Detroit Diesel | 7163-7000 | 350 | 350 |  |  | 9120 CARLTON OAKS DR | SANTEE | 92071
3242 | SD | PALOMAR MEDICAL CENTER |  |  | 870273 | EMERGENCY GENERATOR: CATERPILLAR MODEL 3508 STD, RATED 1106 HP, 750 KW, DIESEL-FIRED, S/N 23Z01823 | Diesel | Caterpillar | 3508 STD | 750 | 750 |  |  | 555 VALLEY PY E | ESCONDIDO | 92025 |  | (619) 739-3186
3243 | SD | PALOMAR MEDICAL CENTER |  |  | 870274 | EMERGENCY GENERATOR: CATERPILLAR MODEL 3508 STD, RATED 1106 HP, DIESEL OIL FIRED, S/N 23Z01822 | Diesel | Caterpillar | 3508 STD | 719 | 719 |  |  | 555 VALLEY PY E | ESCONDIDO | 92025 |  | (619) 739-3186
3244 | SD | PALOMAR MEDICAL CENTER |  |  | 970283 | EMERGENCY ENGINE GENERATOR, DETROIT DIESEL, MODEL 9163-7300, S/N16E-003, 1103HP, DRIVING A 750 KW GENERATOR. | Diesel | Detroit Diesel | 9163-7300 | 750 | 750 |  |  | 555 VALLEY PY E | ESCONDIDO | 92025 |  | (619) 739-3186
3245 | SD | PARADISE VALLEY HEALTH CARE CENTER |  |  | 940892 | ONE(1) EMERGENCY ENGINE GENERATOR SET:CAT DIESEL ENGINE, MODEL 3406 DT, 449 BHP, S/N:2WB00978,EQUIPPED WITH TURBOCHARGING AND AFTERCOOLING; DRIVING A 375 KW NEWAGE LTD GENERATOR. | Diesel | Caterpillar | 3406 DT | 375 | 375 |  |  | 2575 8TH ST E | NATIONAL CITY | 91950 |  | (619) 470-6700
3246 | SD | PARADISE VALLEY HOSPITAL |  |  | 970673 | EMERGENCY ENGINE GENERATOR, CAT DIESEL ENGINE,MODEL SR4B,S/N 24Z08209 DRIVING A 1015KW GENERATOR. 970673 EFH 02/98 | Diesel | Caterpillar | SR4B | 1015 | 1015 |  |  | 2400 4TH ST E | NATIONAL CITY | 91950 |  | (619) 470-8831
3247 | SD | PARADISE VALLEY HOSPITAL |  |  | 930309 | EMERGENCY GENERATOR-ENGINE SET: CATERPILLAR CO., MODEL 3412 DIT, SERIAL NO 81Z15669, 750 HP, TURBOCHARGED DIESEL ENGINE DRIVING A STANDBY ELECTRICAL GENERATOR. (APP. NO. 930309, ADL 3/94). | Diesel | Caterpillar | 3412 DIT | 488 | 488 |  |  | 2400 4TH ST E | NATIONAL CITY | 91950 |  | (619) 470-8831
3248 | SD | PHARMINGEN |  |  | 940719 | EMERGENCY ENGINE GENERATOR SET: DETROIT DIESEL ENGINE, MODEL 80837405, S/N 08VF164359, 568 BHP, DRIVING A ROZD KOHLER GENERATOR, 350 KW | Diesel | Detroit Diesel | 8083-7405 | 350 | 350 |  |  | 10995 TORREYANA RD | SAN DIEGO | 92121 |  | (858) 677-7737
3249 | SD | PIMG COMMUNITY SURGERY CENTRE |  |  | 930331 | EMERGENCY GENERATOR/ENGINE SET: KOHLER (300 KW), MODEL 300ROZD71, S/N 336927; ENGINE, DETROIT DIESEL (474 HP) 6V-92TA, MODEL 80637416, S/N 06VF204491; CRANKCASE VENT FILTER MFR.: CRANKVENT, SERIES CV 400 | Diesel | Detroit Diesel | 8063-7416 | 300 | 300 |  |  | 17190 BERNARDO CENTER DR | SAN DIEGO | 92128 |  | (858) 675-3101
3250 | SD | POMERADO HOSPITAL |  |  | 972742 | EMERGENCY ENGINE, DETROIT DIESEL, MODEL 71237305, S/N 12VA45905, 665 BHP, DRIVES EMERGENCY ELECTRICAL GENERATOR. 972742AFS21JAN1999 | Diesel | Detroit Diesel | 7123-7305 | 432 | 432 |  |  | 15615 POMERADO RD | POWAY | 92064 |  | (858) 613-4219
3251 | SD | POMERADO HOSPITAL |  |  | 972743 | EMERGENCY ENGINE, DETROIT DIESEL, MODEL 71237305, S/N 12VA45921, 665 BHP, DRIVES EMERGENCY ELECTRICAL GENERATOR. 972743AFS21JAN1999 | Diesel | Detroit Diesel | 7123-7305 | 432 | 432 |  |  | 15615 POMERADO RD | POWAY | 92064 |  | (858) 613-4219
3252 | SD | POMERADO HOSPITAL |  |  | 920401 | EMERGENCY GENERATOR: KOHLER MODEL 400ROZD71, 400 KW, DRIVEN BY A DETROIT DIESEL MODEL 8V-92TA, TURBOCHARGED, AFTERCOOLED, 643 BHP, V-8 DIESEL ENGINE. | Diesel | Detroit Diesel | 8V-92TA | 400 | 400 |  |  | 15615 POMERADO RD | POWAY | 92064 |  | (858) 613-4219
3253 | SD | PRICE COSTCO |  |  | 930898 | ONE (1) EMERGENCY ENGINE GENERATOR: CAT ENGINE, MODEL 3512 DITA, 1482 BHP, EQUIPPED WITH (BACT): TURBOCHARGING, AFTERCOOLING AND FOUR DEGREE RETARD, S/N: 24Z05678; ENGINE DRIVING AN ELECTRIC GENERATOR. [ENGINE @ HILLSDALE] APPL# 940327 EFH 5/96 | Diesel | Caterpillar | 3512 DITA | 1000 | 1000 |  |  | 6666 CONVOY CT | SAN DIEGO | 92111 |  | (619) 744-1122
3254 | SD | QUALCOMM INC |  |  | 975835 | EMERGENCY ENGINE: CATERPILLAR MODEL 3516B, DIESEL FIRED, 2876 BHP, S/N 6HN00758, DRIVING A 2000-KW ELECTRIC GENERATOR. | Diesel | Caterpillar | 3516B | 2000 | 2000 |  |  | 5555 MOREHOUSE DR | SAN DIEGO | 92121 | John Morse | (858)658-4028
3255 | SD | QUALCOMM INC |  |  | 972735 | EMERGENCY ENGINE, SPECTRUM, MODEL 600DS60, S/N 341671, DIESEL FIRED 947 BHP, DRIVES EMERGENCY ELECTRICAL GENERATOR. 972735AFS21JAN1999 | Diesel | Detroit Diesel | 12V-92TA | 616 | 616 |  |  | 4243 CAMPUS POINT CT | SAN DIEGO | 92121
3256 | SD | QUALCOMM INC |  |  | 972110 | EMERGENCY ENGINE GENERATOR: MFR: VALLEY DETROIT DIESEL, MODEL 500DS, S/N 602634, 830 BHP, DIESEL FIRED. | Diesel | Detroit Diesel | 500DS | 540 | 540 |  |  | 6455 LUSK BL | SAN DIEGO | 92121
3257 | SD | QUALCOMM INC |  |  | 972734 | EMERGENCY STANDBY ENGINE : SPECTRUM DETROIT STATIONARY, MODEL 300DS, 490HP | Diesel | Detroit Diesel | 300DS | 319 | 319 |  |  | 10290 CAMPUS PT DR | SAN DIEGO | 92121
3258 | SD | QUALCOMM INC |  |  | 972733 | EMERGENCY STANDBY ENGINE: KOHLER MODEL 72437406, S/N 291657, 1150 HP, DIESEL FIRED. | Diesel | Kohler | 7243-7406 | 748 | 748 |  |  | 5775 MOREHOUSE DR | SAN DIEGO | 92121
3259 | SD | QWEST |  |  | 974405 | EMERGENCY ENGINE GENERATOR, 1135 HP CUMMING DIESEL ENGINE MODEL QST30-G1 | Diesel | Cummins | QST30-G1 | 738 | 738 |  |  | 4216 UNIVERSITY AV | SAN DIEGO | 92105
3260 | SD | QWEST |  |  | 975086 | EMERGENCY ENGINE GENERATOR, 1118 HP CUMMINS DIESEL ENGINE, MODEL QST30-G1 | Diesel | Cummins | QST30-G1 | 727 | 727 |  |  | 4216 UNIVERSITY AV | SAN DIEGO | 92105
3261 | SD | RAMONA MUNICIPAL WATER DISTRICT |  |  | 890850 | EMERGENCY ENGINE GENERATOR SET: ONAN-CVMMINS DIESEL ENGINE GENERATOR MODEL NO. 400 KTA-19, 600 BHP (448 KW) AT 1800 RPM, TURBOCHARGED. | Diesel | Cummins | KTA19-G | 448 | 448 |  |  | 22758 SAN VICENTE RD | RAMONA | 92065 |  | (760) 789-1330
3262 | SD | RANCHO SANTA FE COMMUNITY SERV DIST |  |  | 910413 | ONAN DIESEL EMERGENCY ENGINE GENERATOR, MODEL 350 560 BHP, RATED @ 350 kw EQUIPPED WITH TURBOCHARGING AND AFTERCOOLING, GENERATOR S/N: 29A01185 | Diesel | Onan | 350 | 350 | 350 |  |  | 16105 VIA DE SANTA FE | RANCHO SANTA FE | 92067 |  | (760) 942-5147
3263 | SD | RELERA INC |  |  | 975464 | EMERGENCY ENGINE GENERATOR,3000HP CAT DIESEL ENGINE MODEL 3516, S/N P1CAT | Diesel | Caterpillar | 3516 | 1950 | 1950 |  |  | 9625 TOWNE CENTRE DR | SAN DIEGO | 92121
3264 | SD | RELERA INC |  |  | 975465 | EMERGENCY ENGINE GENERATOR, 3000 HP CAT DIESEL ENGINE MODEL 8546, S/N P2CAT | Diesel | Caterpillar | 8546 | 1950 | 1950 |  |  | 9625 TOWNE CENTRE DR | SAN DIEGO | 92121
3265 | SD | RELERA INC |  |  | 975466 | EMERGENCY ENGINE GENERATOR, 3000 HP CAT DIESEL MODEL 3516, S/N P3CAT. | Diesel | Caterpillar | 3516 | 1950 | 1950 |  |  | 9625 TOWNE CENTRE DR | SAN DIEGO | 92121
3266 | SD | RW JOHNSON PHARMACEUTICAL RESEARCH INSTITUTE |  |  | 972779 | EMERGENCY ENGINE: CUMMINS, MODEL KDTTA 50-G2, DIESEL FIRED, 2220 BHP, S/N 75998-279, DRIVING AN ELECTRIC GENERATOR, ONAN, MODEL 1500 DFMB. | Diesel | Cummins | KDTTA50-G2 | 1500 | 1500 |  |  | 3210 MERRYFIELD ROW | SAN DIEGO | 92121
3267 | SD | SAIC INTL CORP |  |  | 971490 | EMERGENCY ENGINE: CATERPILLAR, MODEL 3406, DIESEL FIRED, 587 BHP, S/N ILS00649, DRIVING AN ELECTRIC GENERATOR. | Diesel | Caterpillar | 3406 | 382 | 382 |  |  | 4161 CAMPUS POINT CT | SAN DIEGO | 92121
3268 | SD | SALK INSTITUTE |  |  | 950313 | EMERGENCY ENGINE GENERATOR: CATERPILLAR ENGINE, MODEL 3412, S/N 2WJ00539, 1180 BHP; DRIVING A CATERPILLAR GENERATOR, 880 KW. (950313-CCN-10/96) | Diesel | Caterpillar | 3412 | 880 | 880 |  |  | 10010 TORREY PINES RD N | SAN DIEGO | 92037 |  | (858) 453-4100
3269 | SD | SALK INSTITUTE |  |  | 930873 | EMERGENCY ENGINE-GENERATOR SET: CATERPILLAR MODEL 3406C, 400 KW, DRIVEN BY A CATERPILLAR MODEL 3406 DITA, TURBOCHARGED, AFTERCOOLED, 4-STROKE CYCLE, 6-CYL, DIRECT INJECTION, 587-HP DIESEL ENGINE.JCM 11/94 | Diesel | Caterpillar | 3406C | 400 | 400 |  |  | 10010 TORREY PINES RD N | SAN DIEGO | 92037 |  | (858) 453-4100
3270 | SD | SALK INSTITUTE |  |  | 950935 | EMERGENCY ENGINE GENERATOR SET: CATERPILLAR ENGINE, MODEL 3406, S/N 4JK00103, 475 BHP; DRIVING A CATERPILLAR SR4 GENERATOR, 350 KW. (950935-CCN-7/96) | Diesel | Caterpillar | 3406 | 350 | 350 |  |  | 10010 TORREY PINES RD N | SAN DIEGO | 92037 |  | (858) 453-4100
3271 | SD | SAN DIEGO CITY OF WATER DEPT |  |  | 975318 | EMERGENCY ENGINE GENERATOR, 1690 HP CAT DIESEL ENGINE, MODEL SR4B, 1250KW | Diesel | Caterpillar | SR4B | 1250 | 1250 |  |  | 10100 SCRIPPS LAKE DR | SAN DIEGO | 92131
3272 | SD | SAN DIEGO CITY OF WATER DEPT |  |  | 975320 | EMERGENCY ENGINE GENERATOR, 1425 HP CAT DIESEL ENGINE MODEL 3512 | Diesel | Caterpillar | 3512 | 926 | 926 |  |  | 1500 WUESTE RD | SAN DIEGO | 91915 |  | (619) 424-0451
3273 | SD | SAN DIEGO CITY OF WATER DEPT |  |  | 975315 | EMERGENCY ENGINE GENERATOR, 475HP CUMMINS DIESEL ENGINE MODEL 17R/22570C | Diesel | Cummins | 17R/22570C | 309 | 309 |  |  | 11496 WEATHERHILL WY | SAN DIEGO | 92131
3274 | SD | SAN DIEGO CITY OF WATER DEPT |  |  | 975319 | EMERGENCY ENGINE GENERATOR, 550 HP VOLVO ENGINE MODELTAP1630GELSR471MG | Diesel | Volvo | TAP1630GELSR471MG | 358 | 358 |  |  | 5400 THUNDERBIRD LN | SAN DIEGO | 92037
3275 | SD | SAN DIEGO CITY OF WATER DEPT |  |  | 975314 | EMERGENCY ENGINE GENERATOR, 550HP VOLVO DIESEL ENGINE, MODEL 1TNO1630GSLB4 | Diesel | Volvo | 1TNO1630GSLB4 | 358 | 358 |  |  | 9198 OVIEDO ST | SAN DIEGO | 92129
3276 | SD | SAN DIEGO CITY OF WATER DEPT |  |  | 975317 | EMERGENCY ENGINE GENERATOR, 550 HP VOLVO DIESEL MODEL TAD1630G | Diesel | Volvo | TAD1630G | 358 | 358 |  |  | 11403 RANCHO CARMEL DR | SAN DIEGO | 92128
3277 | SD | SAN DIEGO CITY OF WATER UTILITIES |  |  | 950532 | EMERGENCY ENGINE GENERATOR SET: CUMMINS ENGINE, MODEL GTA 189, S/N 25233923 NATURAL GAS FIRED, 495 HP, TURBOCHARGED. | Natural Gas | Cummins | GTA189 | 322 | 322 |  |  | 350 COAST BL | SAN DIEGO | 92037 |  | (619) 527-7457
3278 | SD | SAN DIEGO UNIFIED PORT DISTRICT |  |  | 972682 | EMERGENCY ENGINE, DETROIT DIESEL MODEL 4500560, S/N 380936, 760 BHP | Diesel | Detroit Diesel | 4500560 | 494 | 494 |  |  | 3835 HARBOR DR N | SAN DIEGO | 92101 |  | (619) 686-8050
3279 | SD | SAN DIEGO UNIFIED PORT DISTRICT |  |  | 851149 | EMERGENCY I/C ENGINE ELECTRICAL GENERATOR SET-ONE LAWLESS DETROIT DIESEL MODEL 7123 600 HP ENGINE, S/N 12VA065777, WITH 400 KW ELEC. GENERATOR. (APPL. NO. 851149/CDA1286) | Diesel | Detroit Diesel | 7123 | 400 | 400 |  |  | 3225 HARBOR DR N | SAN DIEGO | 92101 |  | (619) 686-8050
3280 | SD | SAN ELIJO WATER RECLAMATION AUTHORITY |  |  | 890401 | ONE(1) DETROIT DIESEL ENGINE MODEL 12V-92TA 585 KW, 830 HP ELECTRICAL GENERATOR SET FOR EMERGENCY STANDBY USE. | Diesel | Detroit Diesel | 12V-92TA | 585 | 585 |  |  | 2695 MANCHESTER AV | CARDIFF | 92007 |  | (760) 753-6203
3281 | SD | SAN MARCOS CITY OF PUBLIC WORKS DEPT |  |  | 911306 | EMERGENCY GENERATOR SET: ONE (1) DETROIT DIESEL ENGINE, 12V-92TA, MODEL 81237405, 830 BHP MAXIMUM RATED POWER OUTPUT, SN 12VF005923; EQUIPPED WITH TURBOCHARGING, AFTERCOOLING; DRIVING ONE (1) KOHLER GENERATOR, 500 KW, 277/480 V, 752 AMPS; HAS UNIT-MOUNTED, INTEGRAL LOAD BANK, 300 KW; CRANK-CASE VENT FILTER CV-1000; DIESEL FUEL TANK, 300 GALLON CAPACITY. | Diesel | Detroit Diesel | 12V-92TA | 500 | 500 |  |  | 201 MATA WY | SAN MARCOS | 92069 |  | (760) 744-9240
3282 | SD | SCHUMACHER |  |  | 972642 | EMERGENCY ENGINE, KOHLER MODEL 350ROZD, S/N 386305, 568 BHP, DRIVING A 350 KW GENERATOR. 972642AFS21DEC1998 | Diesel | Kohler | 350ROZD | 350 | 350 |  |  | 1969 PALOMAR OAKS WY | CARLSBAD | 92009
3283 | SD | SCIENCE APPLICATIONS INTL CORP |  |  | 973852 | CATERPILLAR DIESEL ENGINE MODEL 3412, 896 BHP, S/N 81Z24021, TURBOCHARGED & AFTERCOOLED. 973852AFS08SEP1999 | Diesel | Caterpillar | 3412 | 582 | 582 |  |  | 4110 CAMPUS POINT CT | SAN DIEGO | 92121
3284 | SD | SCRIPPS HEALTH FACILITIES |  |  | 930406 | ONE (1) EMERGENCY ENGINE GENERATOR: CATERPILLAR ENGINE GENERATOR, MODEL: 3412 TA, S/N:81Z15453, 800 BHP, 600 KW, EQUIPPED WITH TURBOCHARGING AND AFTERCOOLING, DIESEL FIRED. | Diesel | Caterpillar | 3412 TA | 600 | 600 |  |  | 4275 CAMPUS POINT CT | SAN DIEGO | 92121 |  | (858) 626-6054
3285 | SD | SCRIPPS MEMORIAL GREEN HOSPITAL |  |  | 971301 | EMERGENCY ENGINE, DETROIT DIESEL, MODEL 91237300, DIESEL FIRED, 1000 BHP | Diesel | Detroit Diesel | 9123-7300 | 650 | 650 |  |  | 10666 TORREY PINES RD N | LA JOLLA | 92037
3286 | SD | SCRIPPS MEMORIAL GREEN HOSPITAL |  |  | 971302 | EMERGENCY ENGINE, DETROIT DIESEL, MODEL 91237300, DIESEL FIRED, 1000 BHP | Diesel | Detroit Diesel | 9123-7300 | 650 | 650 |  |  | 10666 TORREY PINES RD N | LA JOLLA | 92037
3287 | SD | SCRIPPS MEMORIAL HOSPITAL |  |  | 860561 | EMERGENCY GENERATOR: HAWTHORNE MODEL 3412, RATED 755 HP, DIESEL OIL FIRED | Diesel | Caterpillar | 3412 | 491 | 491 |  |  | 9888 GENESEE AV | SAN DIEGO | 92037 |  | (858) 626-6050
3288 | SD | SCRIPPS MEMORIAL HOSPITAL |  |  | 900279 | EMERGENCY GENERATOR SET (600 KW): CUMMINS ENGINE (900 HP), MODEL VTA28-G2 | Diesel | Cummins | VTA28-G2 | 600 | 600 |  |  | 354 SANTA FE DR | ENCINITAS | 92024 |  | (858) 626-6050
3289 | SD | SCRIPPS MEMORIAL HOSPITAL |  |  | 900280 | EMERGENCY GENERATOR SET (600 KW): CUMMINS ENGINE (900 HP), MODEL VTA28-G2 | Diesel | Cummins | VTA28-G2 | 600 | 600 |  |  | 354 SANTA FE DR | ENCINITAS | 92024 |  | (858) 626-6050
3290 | SD | SCRIPPS MEMORIAL XIMED MED CTR L P |  |  | 911427 | ONE (1) EMERGENCY ENGINE GENERATOR SET: DETROIT DIESEL ENGINE, MODEL 8033-7405, S/N: 08VP148069, 568 BHP, DIESEL FIRED, EQUIPPED WITH TURBOCHARGING AND AFTERCOOLING, KOHLER GENERATOR, MODEL 350R0ZD71, S/N 285393. | Diesel | Detroit Diesel | 8033-7405 | 369 | 369 |  |  | 9850 GENESEE AVE | SAN DIEGO | 92037 |  | (858) 457-7033
3291 | SD | SCRIPPS MERCY HOSPITAL |  |  | 900949 | ONE (1) 2036 BHP CATERPILLAR DIESEL ENGINE, MODEL 3512 DITA WITH TURBOCHARGING AND AFTERCOOLING, S/N 3YFOO4819, DRIVING A 1000 KW EMERGENCY GENERATOR. (ENG. NO.2) 900949 EAD 6/4/91 921408 EAD 6/19/94 900949921408 | Diesel | Caterpillar | 3512 DITA | 1000 | 1000 |  |  | 4077 FIFTH AVE | SAN DIEGO | 92103 |  | (619) 260-7118
3292 | SD | SCRIPPS MERCY HOSPITAL |  |  | 870477 | EMERGENCY DIESEL ENGINE GENERATOR SET, DETROIT MODEL NO. 9123-7301, S/N 12E4421, 750 KW, USING NO. 2 DIESEL FUEL. | Diesel | Detroit Diesel | 9123-7301 | 750 | 750 |  |  | 4077 FIFTH AVE | SAN DIEGO | 92103 |  | (619) 260-7118
3293 | SD | SCRIPPS MERCY HOSPITAL |  |  | 961222 | EMERGENCY ENGINE: DETROIT DIESEL, MODEL 81637305, DIESEL FIRED, 580 BHP, S/N 16VF-3411, DRIVING AN ELECTRIC GENERATOR. 02/98 ALC 961222 | Diesel | Detroit Diesel | 8163-7305 | 377 | 377 |  |  | 4077 FIFTH AVE | SAN DIEGO | 92103 |  | (619) 260-7118
3294 | SD | SCRIPPS RESEARCH INSTITURE |  |  | 971780 | EMERGENCY ENGINE GENERATOR, 750 HP CATERPILLAR MODEL 3412, S/N 81Z03548. | Diesel | Caterpillar | 3412 | 488 | 488 |  |  | 11107 ROSELLE ST | SAN DIEGO | 92121
3295 | SD | SCRIPPS RESEARCH INSTITUTE |  |  | 890778 | IC ENGINE/EMERGENCY GENERATOR SET: ONE (1) CUMMINS MODEL VTA-1710-G, DIESEL-FIRED, EQUIPPED WITH TURBOCHARGING AND AFTERCOOLING, 760 BHP, 500 KW, SN 37110146; #2 SOUTH. | Diesel | Cummins | VTA1710-G | 500 | 500 |  |  | 10596 TORREY PINES RD N | LA JOLLA | 92037 |  | (858) 626-6050
3296 | SD | SCRIPPS RESEARCH INSTITUTE |  |  | 890781 | IC ENGINE/EMERGENCY GENERATOR SET: ONE (1) CUMMINS MODEL VTA-1710-G, DIESEL-FIRED; EQUIPPED WITH TURBOCHARGING AND AFTERCOOLING; 760 BHP, 500 KW, SN 37104896; #1 NORTH. | Diesel | Cummins | VTA1710-G | 500 | 500 |  |  | 10596 TORREY PINES RD N | LA JOLLA | 92037 |  | (858) 626-6050
3297 | SD | SCRIPPS RESEARCH INSTITUTE |  |  | 972740 | EMERGENCY ENGINE GENERATOR: 895 HORSEPOWER DETROIT DIESEL ENGINE, MODEL R163K35, SERIAL NUMBER 536-2000765 WITH A KOHLER MODEL 800ROZD4 GENERATOR. | Diesel | Detroit Diesel | R163K35 | 581 | 581 |  |  | 3050 SCIENCE PARK RD | LA JOLLA | 92037
3298 | SD | SCRIPPS RESEARCH INSTITUTE |  |  | 940269 | ONE(1) DIESEL EMERGENCY ENGINE GENERATOR SET: CAT DIESEL ENGINE,MODEL3406 S/N:4PM00071, 587BHP, TURBOCHARGED & AFTERCOOLED,WITH A CAT GENERATOR, MODEL SR-4,400KW, S/N:6JM00501 | Diesel | Caterpillar | 3406 | 400 | 400 |  |  | 10620 JOHN JAY HOPKINS DR | SAN DIEGO | 92037 |  | (858) 554-3746
3299 | SD | SCRIPPS RESEARCH INSTITUTE THE |  |  | 972752 | EMERGENCY STANDBY ENGINE: DETROIT DIESEL, MODEL 1250R0ZD, S/N 12E0011041, 1850 BHP. | Diesel | Detroit Diesel | 1250R0ZD | 1250 | 1250 |  |  | 3545 CRAY CT | LA JOLLA | 92037
3300 | SD | SCRIPPS RESEARCH INSTITUTE THE |  |  | 971717 | EMERGENCY ENGINE GENERATOR: 947 HP DETROIT DIESEL MODEL 600D560 S/N 399708. | Diesel | Detroit Diesel | 600D560 | 615 | 615 |  |  | 10590 JOHN HOPKINS DR #A | LA JOLLA | 92037
3301 | SD | SD CITY OF FIRE DEPT REPAIR FACILITY |  |  | 973227 | CUMMINS MODEL NTA 855G, 375 KVA, S/N 211512733. 973227AFS20APR1999 | Diesel | Cummins | NTA855-G | 375 | 375 |  |  | 3870 KEARNY VILLA RD | SAN DIEGO | 92123
3302 | SD | SD CITY OF METRO WASTEWATER DEPT |  |  | 950558 | EMERGENCY GENERATOR, CUMMINS DIESEL MODEL KTTA19-G4, S/N 37172330, 755 BHP TURBOCHARGED, AFTERCOOLED, GEN. S/N J960619095, 500 KW. | Diesel | Cummins | KTTA19-G4 | 500 | 500 |  |  | 9192 TOPAZ WY | SAN DIEGO | 92123 |  | (858) 654-4426
3303 | SD | SD CITY OF METRO WASTEWATER DEPT |  |  | 973506 | DETROIT DIESEL ENGINE MODEL 12V-92TA, 947 BHP, S/N 12VF013585. | Diesel | Detroit Diesel | 12V-92TA | 616 | 616 |  |  | 2211 AVENIDA DE LA PLAYA | SAN DIEGO | 92037
3304 | SD | SD CITY OF METRO WASTEWATER GROVE AV PUMP STA |  |  | 975523 | EMERGENCY ENGINE: CUMMINS, MODEL HX80, DIESEL FIRED, 1490 BHP, TURBOCHARGED, AFTERCOOLED, S/N H990703031, DRIVING AN ELECTRIC GENERATOR, ONAN, 1000 KW. | Diesel | Cummins | HX80 | 1000 | 1000 |  |  | 2484 GROVE AV | SAN DIEGO | 92154
3305 | SD | SD CITY OF METROPOLITAN WASTEWATER DEPT |  |  | 972315 | EMERGENCY ENGINE, CATERPILLAR MODEL 3508TA, 1175 BHP, S/N 6NA00905, DIESEL FUEL, DRIVES GENERATOR. 972315AFS04NOV1998 | Diesel | Caterpillar | 3508 DITA | 764 | 764 |  |  | 20101 LAKE DR | ESCONDIDO | 92029
3306 | SD | SD CITY OF MWWD SOUTH BAY |  |  | 975524 | EMERGENCY ENGINE: CATERPILLAR, MODEL 3516B, DIESEL FIRED, 2876 BHP, S/N 024679, DRIVING AN ELECTRIC GENERATOR. | Diesel | Caterpillar | 3516B | 1869 | 1869 |  |  | 2411 DAIRY MART RD | SAN DIEGO | 92154
3307 | SD | SD CITY OF POLICE DEPT |  |  | 40953 | EMERGENCY DIESEL ENGINE GENERATOR SET, CATERPILLAR MODEL 3508 TA,1096 BHP, 750 KW, USING NO. 2 DIESEL FUEL. | Diesel | Caterpillar | 3508 TA | 750 | 750 |  |  | 1401 BROADWAY | SAN DIEGO | 92101 |  | (619) 236-6803
3308 | SD | SD CITY OF POLICE DEPT SE DIV |  |  | 973481 | CATERPILLAR DIESEL ENGINE MODEL 3406 DI, 830 BHP, S/N 2WB01410. | Diesel | Caterpillar | 3406 DI | 540 | 540 |  |  | 7222 SKYLINE DR | SAN DIEGO | 92114
3309 | SD | SD CITY OF PT LOMA WASTEWATER TREATMENT PLANT |  |  | 961215 | EMERGENCY ENGINE, CATERPILLAR MODEL 3512B, 2200 HP, S/N 6WN00136 GENERATOR, 1500 KW. | Diesel | Caterpillar | 3512B | 1500 | 1500 |  |  | 1902 GATCHELL RD | SAN DIEGO | 92106
3310 | SD | SD CITY OF WATER DEPARTMENT |  |  | 890684 | EMERGENCY GENERATOR: CATERPILLAR MODEL 3412, RATED 890 HP AT 600 KW, WITH TURBOCHARGE AND AFTERCOOLING, DIESEL OIL FIRED, S/N 21676. | Diesel | Caterpillar | 3412 | 600 | 600 |  |  | 1500 WUESTE RD | CHULA VISTA | 91915 |  | (619) 424-0451
3311 | SD | SD CITY OF WATER DEPARTMENT |  |  | 974402 | EMERGENCY ENGINE GENERATOR: 1495 HORSEPOWER DETROIT DIESEL ENGINE MODEL R1637KOG, SERIAL NUMBER 5362000612. GDS 974402 2/00 | Diesel | Detroit Diesel | R1637KOG | 972 | 972 |  |  | 5540 KIOWA DR | LA MESA | 91942 |  | (619) 668-2016
3312 | SD | SD CITY OF WATER DEPARTMENT |  |  | 974290 | DETROIT DIESEL MODEL 606 3TK, 550 BHP, S/N 06R0471223. 974290AFS07DEC1999 | Diesel | Detroit Diesel | 606 3TK | 358 | 358 |  |  | 5540 KIOWA DR | LA MESA | 91942
3313 | SD | SD CITY OF WATER DEPARTMENT |  |  | 961964 | EMERGENCY STANDBY ENGINE: DMT MODEL DMT500C2, S/N 203226, 778 BHP, DIESEL FUELED. | Diesel | DMT | DMT500C2 | 505 | 505 |  |  | 1061 CATALINA BL PORTABLE | SAN DIEGO | 92106
3314 | SD | SD CITY OF WATER MIRAMAR FILTER PLT |  |  | 891091 | EMERGENCY GENERATOR SET: DIESEL ENGINE (860 HP), CATERPILLAR, MODEL D398, S/N 66B1822; CRANKCASE VENT FILTER, AMERICAN AIR FILTER, DYNAPURE, MODEL A-1; GENERATOR, KATO, 500 KW (APPL #891091/CW) 0993 | Diesel | Caterpillar | D398 | 500 | 500 |  |  | 10710 SCRIPPS LAKE DR | SAN DIEGO | 92131 |  | (858) 578-9760
3315 | SD | SD CO OF |  |  | 975759 | EMERGENCY ENGINE: DETROIT DIESEL, MODEL NO. 8V2000G81, DIESEL FIRED, 765 BHP, S/N 5312000811, DRIVING AN ELECTRIC GENERATOR. | Diesel | Detroit Diesel | 8V2000G81 | 497 | 497 |  |  | 957 FOREST GATE RD | CAMPO | 91906
3316 | SD | SD CO OF CENTRAL JAIL |  |  | 941091 | ONE (1) CAT EMERGENCY ENGINE GENERATOR SET, MODEL 3508TA, 1106HP, DIESEL FIRED, S/N: 23Z06278, TURBOCHARGED AND AFTERCOOLED, DRIVING A CAT GENERATOR MODEL SR4B, S/N: 1BN00543, 750 KW. 941091 EFH (3/98) | Diesel | Caterpillar | 3508 TA | 750 | 750 |  |  | 1173 FRONT ST | SAN DIEGO | 92101 |  | (619) 531-4026
3317 | SD | SD CO OF CENTRAL JAIL |  |  | 941092 | ONE (1) CAT EMERGENCY ENGINE GENERATOR SET, MODEL D3508TA, 1106 HP, DIESEL FIRED, S/N:23Z06271, TURBOCHARGED AND AFTERCOOLED, DRIVING A CAT GENERATOR MODEL SR4B, S/N:1BN00542,750KW. 941092 EFH (3/98) | Diesel | Caterpillar | D3508 TA | 750 | 750 |  |  | 1173 FRONT ST | SAN DIEGO | 92101 |  | (619) 531-4026
3318 | SD | SD CO OF DPW SPRING VALLEY SANITATION DISTRICT |  |  | 861021 | EMERGENCY GENERATOR, ONAN, CUMMINS ENGINE MODEL VTA 28-G1, RATED 760 HP AT 500 KW, DIESEL OIL FIRED, S/N C870880761 | Diesel | Cummins | VTA28-G1 | 500 | 500 |  |  | SINGER LN W OF HY 94 | SPRING VALLEY | 91978
3319 | SD | SD CO OF E MESA DETENTION FAC |  |  | 974207 | EMERGENCY ENGINE GENERATOR, 1106 HP, CAT DIESEL ENGINE, MODEL 3508, S/N 23Z07418, TURBOCHARGED AND AFTERCOOLED. | Diesel | Caterpillar | 3508 | 719 | 719 |  |  | 446 ALTA RD | SAN DIEGO | 92173 |  | (619) 661-2883
3320 | SD | SD CO OF E MESA DETENTION FAC |  |  | 900044 | I/C EMERGENCY ENGINE GENERATOR; CAT MODEL D3508 S/N 23Z0380; TURBOCHARGED DIESEL FUEL-FIRED; 1100 BHP; AFTERCOOLED; 900044 EFH 03/12/91 | Diesel | Caterpillar | D3508 | 715 | 715 |  |  | 446 ALTA RD | SAN DIEGO | 92173 |  | (619) 661-2883
3321 | SD | SD CO OF E MESA DETENTION FAC |  |  | 900045 | I/C EMERGENCY ENGINE GENERATOR; CAT MODEL D3508; S/N 23Z03085 TURBOCHARGED DIESEL FUEL-FIRED; AFTERCOOLED; 1100 BHP. 900045 EFH 03/12/91 | Diesel | Caterpillar | D3508 | 715 | 715 |  |  | 446 ALTA RD | SAN DIEGO | 92173 |  | (619) 661-2883
3322 | SD | SD CO OF EDGEMOOR GERIATRIC HOSP |  |  | 910758 | ONE EMERGENCY ENGINE GENERATOR: CAT DIESEL ENGINE MODEL 3406B DI, 520 HP, S/N 4RG01420, CAT GENERATOR, 350 KW @1800 RPM EQUIPPED WITH TURBOCHARGING AND AFTERCOOLING. 910758 EFH 02/26/90 | Diesel | Caterpillar | 3406B DI | 350 | 350 |  |  | 9065 EDGEMOOR DR | SANTEE | 92071 |  | (619) 258-3017
3323 | SD | SD CO OF FACILITIES SERVICES DIVISION |  |  | 950720 | ONE (1) EMERGENCY ENGINE GENERATOR SET: DETROIT DIESEL ENGINE, MODEL 81637416, S/N 16VF013324, 1232 HP, TURBOCHARGED AND AFTERCOOLED, EQUIPPED WITH A DETROIT DIESEL(SPECTRUM) GENERATOR, MODEL 750DS60, 750 KW | Diesel | Detroit Diesel | 8163-7416 | 750 | 750 |  |  | 330 BROADWAY W | SAN DIEGO | 92101 |  | (619) 531-4026
3324 | SD | SD CO OF GEN SVCS |  |  | 974406 | CATERPILLAR DIESEL ENGINE MODEL 3512, 1818 BHP, TURBOCHARGED & AFTERCOOLED | Diesel | Caterpillar | 3512 | 1182 | 1182 |  |  | 325 MELROSE DR S | VISTA | 92083
3325 | SD | SD CO OF GEN SVCS |  |  | 971147 | EMERGENCY ENGINE GENERATOR: 1115 HORSEPOWER CATERPILLAR MODEL D399 DIESEL | Diesel | Caterpillar | D399 | 725 | 725 |  |  | 325 MELROSE DR S | VISTA | 92083
3326 | SD | SD CO OF GEN SVCS |  |  | 911055 | ONE (1) EMERGENCY ENGINE GENERATOR SET, MFR: CATERPILLAR, MODEL: 3408DI, S/N: 78Z01426, 544 BHP, DIESEL-FIRED, EQUIPPED WITH TURBOCHARGING. | Diesel | Caterpillar | 3408 DI | 354 | 354 |  |  | 220 BROADWAY W | SAN DIEGO | 92101 |  | (858) 694-2398
3327 | SD | SD CO OF GEN SVCS |  |  | 972264 | EMERGENCY ENGINE GENERATOR: 643 HP DETROIT DIESEL MODEL 8V-92TTA S/N 388643, KOHLER GENERATOR MODEL 400ROZD. (BLDG 19) | Diesel | Detroit Diesel | 8V-92TTA | 418 | 418 |  |  | 5555 OVERLAND AV BLDG 10 | SAN DIEGO | 92123 |  | (858) 694-2398
3328 | SD | SD CO OF GEN SVCS |  |  | 972265 | EMERGENCY ENGINE GENERATOR: 643 HP DETROIT DIESEL MODEL 8V92TTA DIESEL ENGINE, S/N 388644, KOHLER GENERATOR MODEL 400ROZD. 972265 GDS 08-FEB-1999 | Diesel | Detroit Diesel | 8V-92TTA | 418 | 418 |  |  | 5555 OVERLAND AV BLDG 10 | SAN DIEGO | 92123 |  | (858) 694-2398
3329 | SD | SD CO OF GEN SVCS |  |  | 974644 | DETROIT DIESEL MODEL 300ROZD, 474 HP, S/N 06VF221050 (ENGINE), S/N 606149 (ALTERNATOR), 300 KW. 974644AFS24FEB2000 | Diesel | Detroit Diesel | 300ROZD | 300 | 300 |  |  | 5555 OVERLAND AV BLDG 10 | SAN DIEGO | 92123 |  | (858) 694-2398
3330 | SD | SD CO OF GEN SVCS DEPT OF |  |  | 900999 | CATERPILLAR MODEL 3406B, S/N 4RG01048, EMERGENCY GENERATOR RATED AT 520 HP AND 365 KW CONTAINING TURBOCHARGING AND AFTERCOOLING. | Diesel | Caterpillar | 3406B | 365 | 365 |  |  | 2801 MEADOWLARK DR | SAN DIEGO | 92123 |  | (858) 467-9168
3331 | SD | SD CO OF GEN SVCS EL CAJON CT HSE |  |  | 910363 | IC ENGINE: D349 CATERPILLER DIESEL ENG., 1000 HP, S/N 61P1319 DRIVES 1100KW GENERATOR (ENGINE-EMERGENCY GENERATOR SET) | Diesel | Caterpillar | 3512 DITA | 1100 | 1100 |  |  | 250 MAIN ST E | EL CAJON | 92020 |  | (858) 694-2398
3332 | SD | SD CO OF GEN SVCS EL CAJON CT HSE |  |  | 975725 | CUMMINS ENGINE/GENERATOR SET: ENGINE MODEL KTA19-G4, GENERATOR MODEL 500 DFED, GSN 1990992837, DIESEL FIRED, TURBOCHARED, AFTERCOOLED, 755 HP. | Diesel | Cummins | KTTA19-G4 | 491 | 491 |  |  | 250 MAIN ST E | EL CAJON | 92020 |  | (858) 694-2398
3333 | SD | SD CO OF GEN SVCS S BAY REGIONAL CTR |  |  | 30835 | DIESEL ENGINE/GENERATOR-EMERGENCY-SET: CUMMINS MODEL KT 2300 G ENGINE #33103803 (915-HP @ 1800 RPM); S/N#11681 KOHLER MODEL 600R0771 GENERATOR, S/N 088127 (600 KW, 750 KVA, 902 AMPS, 277 / 480 VOLTS, 3 PHASE, 0.8 PF , 60 HZ @ 1800 RPM) | Diesel | Cummins | KT2300-G | 595 | 595 |  |  | 500 3RD AV | CHULA VISTA | 91910 |  | (619) 691-4958
3334 | SD | SD CO OF GEN SVCS SHERIFFS OFC CRIME LAB |  |  | 910834 | ONE (1) EMERGENCY ENGINE GENERATOR SET : DETROIT DIESEL ENGINE, MODEL: 12V-149TI, 1375 BHP, QUAD TURBO; WITH A KOHLER GENERATOR, MODEL 900 ROZD-71, 900 KW | Diesel | Detroit Diesel | 12V-149TI | 900 | 900 |  |  | 5255 MT ETNA DR | SAN DIEGO | 92117 |  | (858) 694-4497
3335 | SD | SD CO OF MENTAL HEALTH SERVICES |  |  | 890861 | CAT ENGINE GENERATOR, MODEL 3412 DI, S/N 81706211,723 BHP, 539 KW, 1800 RPM DIESEL FIRED | Diesel | Caterpillar | 3412 DI | 539 | 539 |  |  | 3851 ROSECRANS ST | SAN DIEGO | 92110 |  | (619) 692-8088
3336 | SD | SD CO OF WATER AUTHORITY |  |  | 930026 | EMERGENCY ELECTRICAL GENERATOR-ENGINE SET: CUMMINS ENGINE, MODEL NTA855-G3 S/N 30330726, 535 HP, 1800 RPM, TURBOCHARGED AND AFTERCOOLED DIESEL ENGINE DRIVING AN ONAN MODEL 350 DFCC, S/N D910384876, 350 KW ELECTRICAL GENERATOR. | Diesel | Cummins | NTA855-G3 | 350 | 350 |  |  | 610 5TH AV W | ESCONDIDO | 92025 |  | (858) 480-1991
3337 | SD | SD CONVENTION CENTER CORP |  |  | 890450 | EMERGENCY STANDBY ELECTRICAL GENERATOR CONSISTING OF CUMMINS KTA50 1490 BHP DIESEL FIRED I.C. ENGINE DRIVING A 1025 KW ELECTRICAL GENERATOR | Diesel | Cummins | KTA50 | 1025 | 1025 |  |  | 111 HARBOR DR W | SAN DIEGO | 92101 |  | (619) 525-5400
3338 | SD | SD CONVENTION CENTER CORP |  |  | 975722 | DETROIT DIESEL MODEL 16V2000 G70 R163-7K05, S/N 5362000666, 1200 HP, CRANKCASE VENTILATION FILTER SYSTEM, DIESEL FIRED. 975722AFS28NOV2000 | Diesel | Detroit Diesel | G70 R163-7K05 | 780 | 780 |  |  | 111 HARBOR DR W | SAN DIEGO | 92101 |  | (619) 525-5400
3339 | SD | SD HOSPICE CORP |  |  | 901015 | EMERGENCY ENGINE-GENERATOR SET: CATERPILLAR MODEL3406B, S/N 4RG00815, 315 KW AT 449 BHP, TURBOCHARGED DIESEL ENGINE. | Diesel | Caterpillar | 3406B | 315 | 315 |  |  | 4311 3RD AV | SAN DIEGO | 92103 |  | (619) 688-1600
3340 | SD | SD MARRIOTT HOTEL & MARINA |  |  | 870525 | EMERGENCY GENERATOR: CATERPILLAR MODEL 3412, 755 HP RATED 600 KW, #2 DIESEL FIRED, S/N FA 03780 | Diesel | Caterpillar | 3412 | 600 | 600 |  |  | 333 HARBOR DR W | SAN DIEGO | 92101 |  | (619) 234-1500
3341 | SD | SD MARRIOTT HOTEL & MARINA |  |  | 30681 | EMERGENCY GENERATOR: CUMMINS MODEL 680FDR7128HHW, RATED 600 KW, DIESEL-FIRED, S/N MM-19-50109-11/8-1 | Diesel | Cummins | 680FDR7128HHW | 600 | 600 |  |  | 333 HARBOR DR W | SAN DIEGO | 92101 |  | (619) 234-1500
3342 | SD | SD POLICE SUBSTATION |  |  | 971241 | EMERGENCY ENGINE GENERATOR SET: DETROIT DIESEL, SPECTRUM, DIESEL FIRED, 500 KW, S/N 366968. | Diesel | Detroit Diesel | 8123-7405 | 500 | 500 |  |  | 4310 LANDIS ST | SAN DIEGO | 92105
3343 | SD | SD STATE UNIVERSITY |  |  | 961940 | EMERGENCY ENGINE GENERATOR, 896 HP CATERPILLAR MODEL 3412 DITA DIESEL ENGINE, S/N 81Z20989, TURBOCHARGED, AFTERCOOLED. 961940 GDS 2/98 | Diesel | Caterpillar | 3412 DITA | 582 | 582 |  |  | 5500 CAMPANILE DR | SAN DIEGO | 92182 |  | (619) 594-6778
3344 | SD | SD STATE UNIVERSITY |  |  | 971093 | EMERGENCY ENGINE GENERATOR, 587 HP CATERPILLAR MODEL 3406B DIESEL ENGINE S/N 4PM00347, TURBOCHARGED, AFTERCOOLED. | Diesel | Caterpillar | 3406B | 382 | 382 |  |  | 5500 CAMPANILE DR | SAN DIEGO | 92182 |  | (619) 594-6778
3345 | SD | SD STATE UNIVERSITY |  |  | 951138 | EMERGENCY ENGINE GENERATOR, 574 HP CATERPILLAR MODEL 3406B DIESEL ENGINE SERIAL NUMBER 4PM00392, TURBOCHARGED, AFTERCOOLED. 951138 GDS 2/98 | Diesel | Caterpillar | 3406B | 373 | 373 |  |  | 5500 CAMPANILE DR | SAN DIEGO | 92182 |  | (619) 594-6778
3346 | SD | SD STATE UNIVERSITY |  |  | 970555 | EMERGENCY ENGINE GENERATOR, 830 HP DETROIT DIESEL MODEL 12V-92TA DIESEL ENGINE, S/N 389063, TURBOCHARGED, AFTERCOOLED. 970555 GDS 2/98 | Diesel | Detroit Diesel | 12V-92TA | 540 | 540 |  |  | 5500 CAMPANILE DR | SAN DIEGO | 92182 |  | (619) 594-6778
3347 | SD | SD STATE UNIVERSITY |  |  | 971095 | EMERGENCY ENGINE GENERATOR, 474 HP DETROIT DIESEL MODEL 8036-7416 DIESEL ENGINE S/N 7A00043, TURBOCHARGED, AFTERCOOLED. | Diesel | Detroit Diesel | 8036-7416 | 308 | 308 |  |  | 5500 CAMPANILE DR | SAN DIEGO | 92182 |  | (619) 594-6778
3348 | SD | SD TOWER ASSOC LP |  |  | 900343 | EMERGENCY GENERATOR SET: KOHLER, MODEL 1200 ROZD, 1200 KW, S/N 268017; DIESEL ENGINE, DETROIT , MODEL 12V149TIB, 1750 HP, UNIT 12EOOO9488 S.O. 7A00050, MOD 91237416; WITH 4 OILDEX CRANKCASE VENILATION FILTERS RECYCLING TO ENGINE AIR INTAKE (APPL #900343/CW) 0891 | Diesel | Detroit Diesel | 12V-149TIB | 1200 | 1200 |  |  | 600 BROADWAY W | SAN DIEGO | 92101 |  | (619) 544-0600
3349 | SD | SD UNIFIED PORT DISTRICT INTERNATIONAL AIRPORT |  |  | 961289 | EMERGENCY ENGINE GENERATOR: 519 HORSEPOWER CATERPILLAR MODEL 3406DITA S/N 4ZR01387. 961289 GDS 2/98 | Diesel | Caterpillar | 3406 DITA | 337 | 337 |  |  | LINDBERGH FIELD SDIA | SAN DIEGO | 92101 |  | (619) 686-6597
3350 | SD | SD UNIFIED PORT DISTRICT INTERNATIONAL AIRPORT |  |  | 961834 | EMERGENCY STANDBY ENGINE, CUMMINS MODEL VTA-28-G5-E9685230, S/N 25220837, 900 BHP. 961834AFS23FEB1999 | Diesel | Cummins | VTA28-G5 | 585 | 585 |  |  | LINDBERGH FIELD SDIA | SAN DIEGO | 92101 |  | (619) 686-6597
3351 | SD | SD UNIFIED PORT DISTRICT INTERNATIONAL AIRPORT |  |  | 961816 | EMERGENCY ENGINE GENERATOR SET: DETROIT DIESEL 450 DS ENGINE, 750 BHP, MODEL 12V71TA-7123-7406, S/N 38096. | Diesel | Detroit Diesel | 7123-7406 | 488 | 488 |  |  | LINDBERGH FIELD SDIA | SAN DIEGO | 92101 |  | (619) 686-6597
3352 | SD | SD UNIFIED PORT DISTRICT INTERNATIONAL AIRPORT |  |  | 972648 | EMERGENCY ENGINE, DETROIT DIESEL MODEL 12V71/MARATHON ELECTRIC MODEL NO. 71237305, S/N 12VA078152, 650 BHP. 972648AFS23DEC1998 | Diesel | Detroit Diesel | 7123-7305 | 423 | 423 |  |  | LINDBERGH FIELD SDIA | SAN DIEGO | 92101 |  | (619) 686-6597
3353 | SD | SD WILD ANIMAL PARK |  |  | 975137 | CATERPILLAR DIESEL ENGINE MODEL 3516B, 2000 KW, 2876 HP, TURBOCHARGED, AFTERCOOLED, S/N 6HN00584. 975137AFS15JUN2000 | Diesel | Caterpillar | 3516B | 2000 | 2000 |  |  | 15500 SAN PASQUAL VALLEY RD | ESCONDIDO | 92027
3354 | SD | SD WILD ANIMAL PARK |  |  | 970966 | EMERGENCY ENGINE GENERATOR: 800 HP CATERPILLAR MODEL D348 DIESEL ENGINE, S/N 36J224, 600KW. GDS 970966 11/98 | Diesel | Caterpillar | D348 | 600 | 600 |  |  | 15500 SAN PASQUAL VALLEY RD | ESCONDIDO | 92027
3355 | SD | SDG&E |  |  | 972540 | EMERGENCY ENGINE GENERATOR: 474 HORSEPOWER DETROIT DIESEL MODEL 6V-92TA DIESEL ENGINE, SERIAL NUMBER 302081, 300 KW KOHLER GENERATOR MODEL 300ROZD. | Diesel | Detroit Diesel | 6V-92TA | 300 | 300 |  |  | 8316 CENTURY PARK CT | SAN DIEGO | 92123
3356 | SD | SDG&E CO |  |  | 7280 | GENERATOR / I C ENGINE SET, EMERGENCY: CUMMINS MODEL VTA-1710-GS DIESEL ENGINE, 685-BHP, 4 CYCLE, 12 CYLINDER, S/N 37101873, TURBOCHARGED; GENERATOR, 500 KW (APPL #14886) 0883 | Diesel | Cummins | VTA1710-GS | 500 | 500 |  |  | 9060 FRIARS RD/MISSION SWITCHG CTR | SAN DIEGO | 92123 |  | (619) 699-1016
3357 | SD | SDG&E CO |  |  | 930650 | EMERGENCY ENGINE-GENERATOR SET (400 KW): KOHLER, MODEL 400 ROXD; ENGINE MANUFACTURER: DETROIT DIESEL, MODEL 8V-92TTA, ENGINE HP 643; CRANKCASE EMISSION CONTROL DEVICE MFR.: CRANK VENT (APPL #930650/CW) 0994 | Diesel | Detroit Diesel | 8V-92TTA | 400 | 400 |  |  | 8326 CENTURY PARK CT | SAN DIEGO | 92123 |  | (858) 654-8755
3358 | SD | SDG&E CO |  |  | 1270 | GENERATOR, GAS TURBINE, PORTABLE (13MM BTU/HR HEAT INPUT): SOLAR MOD T-1020S, TRUCK-MOUNTED, S/N 10048, DIESEL-FIRED (XFERRED 4-19-79: $/DSE) 0479 | Diesel | Solar | T-1020S | 660 | 660 |  |  | 5488 OVERLAND AV ELECT MAINT SHOP | SAN DIEGO | 92123
3359 | SD | SEMPRA ENERGY |  |  | 972335 | EMERGENCY ENGINE: CATERPILLAR, MODEL 3512, DIESEL FIRED, 1482 BHP, S/N 24Z08202, DRIVING A 1000-KW ELECTRIC GENERATOR. | Diesel | Caterpillar | 3512 | 1000 | 1000 |  |  | 10975 TECHNOLOGY PL | SAN DIEGO | 92127-1811 |  | (619) 699-1016
3360 | SD | SENTRE PARTNERS |  |  | 972429 | EMERGENCY ENGINE GENERATOR: 650 HORSEPOWER CUMMINS MODEL KTA 1150-6 DIESEL ENGINE, SERIAL NUMBER 094775, 350 KW NEWAGE GENERATOR. 972429 GDS 3/99 | Diesel | Cummins | KTTA1150-G6 | 350 | 350 |  |  | 101 BROADWAY W | SAN DIEGO | 92101
3361 | SD | SHARP CABRILLO HOSPITAL |  |  | 50445 | EMERGENCY STANDBY ENGINE: CATERPILLAR MODEL 3412, S/N 81Z04009, DIESEL FUELED, PISTON ENGINE DRIVING A KATO MODEL 4P4-1300, S/N 91437, ELECTRICAL GENERATOR. | Diesel | Caterpillar | 3412 | 450 | 450 |  |  | 3475 KENYON ST | SAN DIEGO | 92110 |  | (619) 221-3400
3362 | SD | SHARP CABRILLO HOSPITAL |  |  | 961435 | EMERGENCY STANDBY ENGINE: DETROIT DIESEL MODEL 91237300, S/N 12E002901, 1100 BHP, DIESEL FUELED. | Diesel | Detroit Diesel | 9123-7300 | 715 | 715 |  |  | 3475 KENYON ST | SAN DIEGO | 92110 |  | (619) 221-3400
3363 | SD | SHARP CHULA VISTA MEDICAL CENTER |  |  | 930834 | EMERGENCY GENERATOR-ENGINE SET: CATERPILLAR, MODEL NO. 3512, SERIAL NO. 24Z05681, 1482 HP, TURBOCHARGED AND AFTERCOOLED DIESEL ENGINE DRIVING A GENERATOR: KATO ENGINEERING, MODEL A224070006, 1025 KW, STANDBY A/C GENERATOR. (ADL 11/94, 930834). | Diesel | Caterpillar | 3512 | 1025 | 1025 |  |  | 751 MEDICAL CENTER CT | CHULA VISTA | 91911 |  | (619) 482-3610
3364 | SD | SHARP CHULA VISTA MEDICAL CENTER |  |  | 930835 | EMERGENCY GENERATOR-ENGINE SET: CATERPILLAR, MODEL NO. 3512, SERIAL NO. 24Z05670, 1482 HP, TURBOCHARGED AND AFTERCOOLED DIESEL ENGINE DRIVING A GENERATOR: KATO ENGINEERING, MODEL A224070006, 1025KW STANDBY A/C GENERATOR. (ADL 11/94 - 930835). | Diesel | Caterpillar | 3512 | 1025 | 1025 |  |  | 751 MEDICAL CENTER CT | CHULA VISTA | 91911 |  | (619) 482-3610
3365 | SD | SHARP CHULA VISTA MEDICAL CENTER |  |  | 910113 | EMERGENCY ELECTRICAL GENERATOR: KOHLER MODEL 400ROZD GENSET, S/N 280032, DETROIT DIESEL 643 HP, TURBOCHARGED DIESEL ENGINE | Diesel | Detroit Diesel | 8V-92TTA | 400 | 400 |  |  | 751 MEDICAL CENTER CT | CHULA VISTA | 91911 |  | (619) 482-3610
3366 | SD | SHARP DONALD N MEMORIAL COMM HOSP |  |  | 891163 | ONE (1) 3512 DITA CATERPILLAR DIESEL ENGINE, S/N 24Z03991 W/AFTERCOOLING, TURBOCHARGING, AND 4 DEG. TIMING RETARD, DRIVING A 1100 KW GENERATOR | Diesel | Caterpillar | 3512 DITA | 1100 | 1100 |  |  | 7901 FROST ST | SAN DIEGO | 92123 |  | (858) 541-3354
3367 | SD | SHARP DONALD N MEMORIAL COMM HOSP |  |  | 891164 | 1592 HP CATERPILLAR DIESEL ENGINE, MDL 3512 DITA, S/N 24Z03995 W/AFTER-COOLING,TURBOCHARGING, AND 4 DEG. TIMING RETARD DRIVING A 1100 KW GENERATOR | Diesel | Caterpillar | 3512 DITA | 1100 | 1100 |  |  | 7901 FROST ST | SAN DIEGO | 92123 |  | (858) 541-3354
3368 | SD | SHARP DONALD N MEMORIAL COMM HOSP |  |  | 891165 | 1592 HP CATERPILLAR DIESEL ENGINE, MODEL 3512 DITA, S/N 24Z03998, WITH TURBOCHARGING, AFTERCOOLING, AND 4 DEG. TIMING RETARD DRIVING A 1100KW | Diesel | Caterpillar | 3512 DITA | 1100 | 1100 |  |  | 7901 FROST ST | SAN DIEGO | 92123 |  | (858) 541-3554
3369 | SD | SIDNEY KIMMEL CANCER CENTER |  |  | 975366 | SPECTRUM - DETROIT DIESEL MODEL 300DSE, 490 HP, S/N 67812. | Diesel | Detroit Diesel | 300DSE | 319 | 319 |  |  | 10865 ALTMAN ROW | SAN DIEGO | 92121
3370 | SD | SILVERCREST RESIDENCE |  |  | 960341 | EMERGENCY ENGINE GENERATOR, CUMMINS ENGINE MODEL NTA855-G2, 465HP, S/N 960598164, ONAN GENERATOR MODEL 300DFCB, 300 KW. | Diesel | Cummins | NTA855-G2 | 300 | 300 |  |  | 727 E ST | SAN DIEGO | 92112
3371 | SD | SIMPLENET COMMUNICATIONS |  |  | 971480 | EMERGENCY ENGINE GENERATOR: 685 HP CUMMINS MODEL KTA19-G3, 450 KW, S/N 0193088DXS02, TURBOCHARGED, AFTERCOOLED. | Diesel | Cummins | KTTA19-G3 | 450 | 450 |  |  | 225 BROADWAY #P2 (GARAGE) | SAN DIEGO | 92101
3372 | SD | SKYDESK |  |  | 975072 | EMERGENCY ENGINE GENERATOR, 519 HP CUMMINS DIESEL, MODEL 3406, S/N 4ZR06511 | Diesel | Cummins | 3406 | 337 | 337 |  |  | 6885 FLANDERS DR #G | SAN DIEGO | 92121
3373 | SD | SKYEPHARMA INC |  |  | 950093 | EMERGENCY ENGINE-GENERATOR SET: DETROIT DIESEL ENGINE, MODEL 8V-92TA-8083-7405, S/N 8VF166795, 568 BHP; DRIVING A SPECTRUM GENERATOR, MODEL 350DS60, S/N 364571, 350 KW. | Diesel | Detroit Diesel | 8083-7405 | 350 | 350 |  |  | 10450 SCIENCE CENTER DR | SAN DIEGO | 92121 |  | (858) 625-2424
3374 | SD | SM CONSOL FIRE PROTECTION DIST |  |  | 911070 | EMERGENCY ELECTRICAL GENERATOR-ENGINE SET: DETROIT DIESEL CO. MODEL 6V-92T 8063-7416, S/N 6VF-188999, 474 HP, TURBOCHARGED DIESEL ENGINE DRIVING A KOHLER MODEL 250ROZD ELECTRICAL GENERATOR. (ADL 8/93). | Diesel | Detroit Diesel | 8063-7416 | 308 | 308 |  |  | 2850 VIA ORANGE WY | SPRING VALLEY | 91978 |  | (619) 670-0500
3375 | SD | SOLAR TURBINES INC |  |  | 961078 | EMERGENCY ENGINE-GENERATOR SET: CATERPILLAR DIESEL ENGINE, MODEL 3406, S/N , 600 BHP, DRIVING A 400 KW GENERATOR. | Diesel | Caterpillar | 3406 | 400 | 400 |  |  | 4200 RUFFIN RD | SAN DIEGO | 92123
3376 | SD | SONY ELECTRONICS |  |  | 961074 | EMERGENCY STANDBY ENGINE: CATERPILLAR MODEL 3412, S/N 81Z20239, 736 BHP, DIESEL FUELED. | Diesel | Caterpillar | 3412 | 478 | 478 |  |  | 16530 VIA ESPRILLO | SAN DIEGO | 92127
3377 | SD | SONY ELECTRONICS INC |  |  | 890187 | EMERGENCY ENGINE GENERATOR; CAT MODEL 3412, 1500KW2000 BHP. | Diesel | Caterpillar | 3412 | 1500 | 1500 |  |  | 16450 BERNARDO DR W | SAN DIEGO | 92127 |  | (858) 942-3115
3378 | SD | SONY ELECTRONICS INC |  |  | 971534 | EMERGENCY ENGINE GENERATOR: 1465 HP CATERPILLAR MODEL 3508B DIESEL ENGINE | Diesel | Caterpillar | 3508B | 952 | 952 |  |  | 16450 BERNARDO DR W | SAN DIEGO | 92127 |  | (858) 942-3115
3379 | SD | SONY ELECTRONICS INC |  |  | 974729 | EMERGENCY ENGINE GENERATOR, 1129 HP CAT DIESEL ENGINE, MODEL 3412, S/N 2WJ00111, DRIVING A CAT GENERATOR, MODEL SR-4, S/N 7AJ00544. | Diesel | Caterpillar | 3412 | 734 | 734 |  |  | 16450 BERNARDO DR W | SAN DIEGO | 92127 |  | (858) 942-3115
3380 | SD | SONY ELECTRONICS INC |  |  | 20047 | GENERATOR / I C ENGINE SET, STANDBY: CATERPILLAR MODEL 3412 TA, 892 BHP, DIESEL FUEL, COMPRESSION IGNITION; EMERGENCY ELECTRICAL GENERATOR SET RATED AT 600 KW (APPL #20047) 0683 | Diesel | Caterpillar | 3412 TA | 600 | 600 |  |  | 16450 BERNARDO DR W | SAN DIEGO | 92127 |  | (858) 942-3115
3381 | SD | SONY ELECTRONICS INC |  |  | 960757 | EMERGENCY ENGINE GENERATOR: 892 HORSEPOWER CATERPILLAR MODEL 3412 DIESEL ENGINE S/N 91Z01207. 960757 GDS 8/98 | Diesel | Caterpillar | 3412 | 580 | 580 |  |  | 16450 BERNARDO DR W | SAN DIEGO | 92127 |  | (858) 942-3115
3382 | SD | SONY ELECTRONICS INC |  |  | 890800 | EMERGENCY GENERATOR SET: DIESEL ENGINE (890 HP), CATERPILLAR, MODEL 3412 TA | Diesel | Caterpillar | 3412 TA | 579 | 579 |  |  | 16450 BERNARDO DR W | SAN DIEGO | 92127 |  | (858) 942-3115
3383 | SD | SONY ELECTRONICS INC |  |  | 891050 | EMERGENCY GENERATOR SET: DIESEL ENGINE (890 HP), CATERPILLAR, MODEL 3412 TA | Diesel | Caterpillar | 3412 TA | 579 | 579 |  |  | 16450 BERNARDO DR W | SAN DIEGO | 92127 |  | (858) 942-3115
3384 | SD | SONY MFG CO OF AMERICA |  |  | 901278 | ONE (1) 415 BHP CATERPILLAR DIESEL ENGINE DRIVES A 500 KW EMERGENCY GENERATOR; MODEL NO D343; S/N 62B10226 | Diesel | Caterpillar | D353 | 500 | 500 |  |  | 16550 VIA ESPRILLO | SAN DIEGO | 92127 |  | (858) 673-2628
3385 | SD | SORRENTO TOWERS NORTH |  |  | 971783 | EMERGENCY ENGINE GENERATOR: 500 HP LEROY SOMER MODEL DM2 300D DIESEL ENGINE, S/N 89236-1. | Diesel | Leroy Somer | DM2 300D | 325 | 325 |  |  | 5355 MIRA SORRENTO PL | SAN DIEGO | 92121
3386 | SD | SORRENTO TOWERS NORTH |  |  | 971785 | EMERGENCY ENGINE GENERATOR: 500 HP LEROY SOMER MODEL DMT 300-D DIESEL ENGINE, S/N 89236-2. | Diesel | Leroy Somer | DMT 300D | 325 | 325 |  |  | 5355 MIRA SORRENTO PL | SAN DIEGO | 92121
3387 | SD | SOUTHERN CALIFORNIA EDISON |  |  | 921056 | EMERGENCY ENGINE GENERATOR SET: CUMMINS ENGINE MODEL: KTTA19-G2, 750 BHP @ 1800 RPM, S/N: 68022, EQUIPPED WITH TURBOCHARGING AND AFTERCOOLING. ONAN GE GENERATOR MODEL: 500 DFFB, S/N: H 920480736, 500KW,DIESEL FIRED. | Diesel | Cummins | KTTA19-G2 | 500 | 500 |  |  | HY 101 NUCLEAR GEN STATION | SAN ONOFRE | 92672 |  | (949) 368-6651
3388 | SD | SOUTHERN CALIFORNIA EDISON |  |  | 960632 | 6670 BHP EMER. GEN SET: GM MODEL 645E4 CONSISTING OF ONE 2870 BHP AND ONE 3800 BHP DIESEL ENGINES, S/N 77-H1-1092 AND 77-H1-1028, SONGS NO. 2G002. | Diesel | General Motors | 645E4 | 4336 | 4336 |  |  | HY 101 NUC GEN STA BPC | SAN ONOFRE | 92672 | Art Kniesel | (949) 368-1365
3389 | SD | SOUTHERN CALIFORNIA EDISON |  |  | 960633 | 6670 BHP EMER. GEN SET: GM MODEL 645E4 CONSISTING OF ONE 2870 BHP AND ONE 3800 BHP DIESEL ENGINES, S/N 77-H1-1124 AND 77-J1-1016, SONGS NO. 2G003. | Diesel | General Motors | 645E4 | 4336 | 4336 |  |  | HY 101 NUC GEN STA BPC | SAN ONOFRE | 92672 | Art Kniesel | (949) 368-1365
3390 | SD | SOUTHERN CALIFORNIA EDISON |  |  | 960634 | 6670 BHP EMER. GEN SET: GM MODEL 645E4 CONSISTING OF ONE 2870 BHP AND ONE 3800 BHP DIESEL ENGINES, S/N 78-K1-1001 AND 78-J1-1056, SONGS NO. 3G002. | Diesel | General Motors | 645E4 | 4336 | 4336 |  |  | HY 101 NUC GEN STA BPC | SAN ONOFRE | 92672 | Art Kniesel | (949) 368-1365
3391 | SD | SOUTHERN CALIFORNIA EDISON |  |  | 960635 | 6670 BHP EMER. GEN SET: GM MODEL 645E4 CONSISTING OF ONE 2870 BHP AND ONE 3800 BHP DIESEL ENGINES, S/N 78-K1-1025 AND 78-J1-1100, SONGS NO. 3G003. | Diesel | General Motors | 645E4 | 4336 | 4336 |  |  | HY 101 NUC GEN STA BPC | SAN ONOFRE | 92672 | Art Kniesel | (949) 368-1365
3393 | SD | SOUTHWEST MARINE INC |  |  | 962000 | DIESEL ENGINE GENERATOR: 469 HORSEPOWER PRE 1983 GENERAL MOTORS DIESEL ENGINE MODEL 8-278A, SERIAL NUMBER 45038 WITH 350 KW GENERATOR ON AFDL DRYDOCK. 962000 GDS 10/99 | Diesel | General Motors | 8-278A | 350 | 350 |  |  | FOOT OF SAMPSON ST | SAN DIEGO | 92113
3394 | SD | SOUTHWEST MARINE INC |  |  | 962002 | DIESEL ENGINE GENERATOR: 469 HORSEPOWER PRE 1983 GENERAL MOTORS DIESEL ENGINE MODEL 8-278A, SERIAL NUMBER 45038 WITH 350 KW GENERATOR ON AFDL DRYDOCK. 962000 GDS 10/99 | Diesel | General Motors | 8-278A | 350 | 350 |  |  | FOOT OF SAMPSON ST | SAN DIEGO | 92113
3395 | SD | SOUTHWESTERN CABLE TV |  |  | 971779 | EMERGENCY ENGINE GENERATOR: 1135 BHP S/N: 97769-15 CUMMINS MODEL KTA38-G1 DIESEL ENGINE | Diesel | Cummins | KTA38-G1 | 738 | 738 |  |  | 8949 WARE CT | SAN DIEGO | 92121 |  | (858) 695-3320
3396 | SD | SOUTHWESTERN CABLE TV |  |  | 971781 | EMERGENCY ENGINE GENERATOR: 1135 HP CUMMINS MODEL KTA38-G3 DIESEL ENGINE | Diesel | Cummins | KTA38-G3 | 738 | 738 |  |  | 8949 WARE CT | SAN DIEGO | 92121 |  | (858) 695-3320
3397 | SD | SPACE & NAVAL WARFARE SYSTEMS CTR |  |  | 940169 | EMERGENCY ENGINE/GENERATOR SET: KOHLER (360 KW), MODEL 433RSL4019, 350ROZD S/N 1EGM02571; ENGINE MFR: DETROIT DIESEL (568 HP), MODEL 80837405, 8V92TA S/N 08VF162690; CRANKCASE VENT FILTER: CRANKVENT (2 EACH) | Diesel | Kohler | 433RSL4019 | 360 | 360 |  |  | 4297 PACIFIC HY BLDG 7 | SAN DIEGO | 92110 |  | (619) 553-1437
3398 | SD | SPRINT PCS |  |  | 974417 | EMERGENCY ENGINE/GENERATOR CATERPILLAR DIESEL FIRED MODEL 3412DITA, TURBOCHARGED & AFTERCOOLED, S/N 81Z24624, 600 KW GENERATOR. | Diesel | Caterpillar | 3412 DITA | 600 | 600 |  |  | 2160 LAS PALMAS DR | CARLSBAD | 92008
3399 | SD | SPRINT PCS |  |  | 960072 | EMERGENCY ENGINE GENERATOR: 587 HORSEPOWER CATERPILLAR DIESEL ENGINE MODEL 3400 DITA, SERIAL NUMBER 04ZR00989 WITH A 400 KW GENERATOR. | Diesel | Caterpillar | 3400 DITA | 400 | 400 |  |  | 3730 FIFTH AV | SAN DIEGO | 92103
3400 | SD | SWITCH & DATA FACILITIES CO |  |  | 974637 | CATERPILLAR DIESEL ENGINE, MODEL 3412, 1109 BHP, S/N 2WJO5803. | Diesel | Caterpillar | 3412 | 721 | 721 |  |  | 9645 SCRANTON RD | SAN DIEGO | 92121
3401 | SD | SYMPHONY TOWERS |  |  | 890869 | DIESEL ENGINE/EMERGENCY GENERATOR: ONE (1) CATERPILLAR MODEL 3408TA, V-8, 604 BHP MAXIMUM RATED POWER OUTPUT; EQUIPPED WITH DIRECT INJECTION, TURBOCHARGING, AFTERCOOLING; DRIVING A 400 KW, 60 HZ, 1800 RPM ELECTRICAL GENERATOR. | Diesel | Caterpillar | 3408 TA | 400 | 400 |  |  | 750 B ST #3300 | SAN DIEGO | 92101 |  | (619) 231-7712
3402 | SD | SYSCO FOOD SERVICES OF SAN DIEGO |  |  | 975368 | EMERGENCY ENGINE GENERATOR, 1495 HP STEWART & STEVENS DIESEL ENGINE MODEL 16V2000, S/N 300433-415217-01. | Diesel | Stewart & Stevens | 16V2000 | 972 | 972 |  |  | 12180 KIRKHAM RD | POWAY | 92064
3403 | SD | TELEPACIFIC COMMUNICATIONS |  |  | 975209 | EMERGENCY STANDBY ENGINE: ONAN MODEL 750DFHA S/N 00097304, 1135 HP, TURBOCHARGED & AFTERCOOLED. 975209AFS05JUL2000 | Diesel | Onan | 750DFHA | 738 | 738 |  |  | 6134 NANCY RIDGE DR | SAN DIEGO | 92121
3404 | SD | THE SCRIPPS RESEARCH INST |  |  | 901225 | ONE (1) 1232 HP DETROIT DIESEL ENGINE, MODEL 8163-7416, S/N 16VF009700 WITH TURBOCHARGING & AFTERCOOLING DRIVING A KOHLER MODEL 750ROZD EMERGENCY GENERATOR, 750 KW. (DIESEL FIRED) | Diesel | Detroit Diesel | 8163-7416 | 750 | 750 |  |  | 3545 JOHN JAY HOPKINS CT | SAN DIEGO | 92121 |  | (858) 554-4501
3405 | SD | TIME WARNER TELECOMMUNICATIONS |  |  | 975746 | ONAN DIESEL GENERATOR SET MODEL 400 DFEB/KTA19-G2, S/N I000153591, 600 HP, TURBOCHARGED AND AFTERCOOLED. 975746AFS27NOV2000 | Diesel | Onan | 400 | 390 | 390 |  |  | 7888 OSTROW ST | SAN DIEGO | 92111
3406 | SD | TRANSPORTATION MANAGEMENT CENTER |  |  | 972885 | EMERGENCY ENGINE GENERATOR: 947 HORSEPOWER DETROIT DIESEL ENGINE | Diesel | Detroit Diesel | 12V-92TA | 616 | 616 |  |  | 7183 OPPORTUNITY RD | SAN DIEGO | 92111
3407 | SD | TRANSPORTATION MANAGEMENT CENTER |  |  | 973124 | EMERGENCY ENGINE GENERTOR: 947 HORSEPOWER DETROIT DIESEL MODEL 12V92TA | Diesel | Detroit Diesel | 12V-92TA | 616 | 616 |  |  | 7183 OPPORTUNITY RD | SAN DIEGO | 92111
3408 | SD | TREGA BIOSCIENCES INC |  |  | 972093 | EMERGENCY DIESEL ENGINE; MFR: KOHLER, MODEL 350R0ZD-71, S/N 217600, 474 BHP | Diesel | Kohler | 350R0ZD-71 | 308 | 308 |  |  | 9880 CAMPUS POINT DR | SAN DIEGO | 92121
3409 | SD | TRI CITY MEDICAL CENTER |  |  | 920443 | EMERGENCY GENERATOR-ENGINE SET: CATERPILLAR CO., MODEL 3512, S/N 24Z04975, 1482 HP, TURBOCHARGED AND AFTERCOOLED DIESEL ENGINE DRIVING A STANDBY ELECTRICAL GENERATOR. | Diesel | Caterpillar | 3512 | 963 | 963 |  |  | 4002 VISTA WY | OCEANSIDE | 92056 |  | (760) 940-7218
3410 | SD | TRI CITY MEDICAL CENTER |  |  | 890598 | EMERGENCY GENERATOR: CUMMINS MODEL VTA-28-G2, RATED 900 HP AT 600 KW, WITH TURBOCHARGE AND AFTERCOOLING, DIESEL OIL FIRED, S/N 37109269. | Diesel | Cummins | VTA28-G2 | 600 | 600 |  |  | 4002 VISTA WY | OCEANSIDE | 92056 |  | (760) 940-7218
3411 | SD | TRI CITY MEDICAL CENTER |  |  | 974520 | EMERGENCY ENGINE GENERATOR, 536 HP CUMMINS DIESEL ENGINE, MODEL VT12-700-GS | Diesel | Cummins | VT12-700-GS | 348 | 348 |  |  | 4002 VISTA WY | OCEANSIDE | 92056 |  | (760) 940-7218
3412 | SD | TRI CITY MEDICAL CENTER |  |  | 974521 | EMERGENCY ENGINE GENERATOR, 536 HORSEPOWER CUMMINS DIESEL ENGINE MODEL | Diesel | Cummins | VT12-700-GS | 348 | 348 |  |  | 4002 VISTA WY | OCEANSIDE | 92056 |  | (760) 940-7218
3413 | SD | UCSD |  | 1994 | 972338 | EMERGENCY ENGINE: CATERPILLAR, MODEL 3516 STD, DIESEL FIRED, 2168 BHP, S/N 25Z03869, DRIVING AN ELECTRIC GENERATOR, LOCATED IN CENTRAL UTILITIES. | Diesel | Caterpillar | 3516 STD | 1409 | 1409 |  |  | 9500 GILMAN DR | SAN DIEGO | 92093-0920 | Oberti, Larry | (858) 534-1065
3414 | SD | UCSD |  | 1994 | 972353 | EMERGENCY ENGINE: CATERPILLAR, MODEL 3516 STD, DIESEL FIRED, 2168 BHP, S/N 25Z03870, DRIVING AN ELECTRIC GENERATOR, LOCATED IN CENTRAL UTILITIES. (ALC 972353 11/98) | Diesel | Caterpillar | 3516 STD | 1409 | 1409 |  |  | 9500 GILMAN DR | SAN DIEGO | 92093-0920 | Oberti, Larry | (858) 534-1065
3415 | SD | UCSD |  | 1994 | 972350 | EMERGENCY ENGINE: CATERPILLAR, MODEL 3512 DITA, DIESEL FIRED, 1447 BHP, S/N 24Z05267, DRIVING AN ELECTRIC GENERATOR, LOCATED IN RECREACTIONAL INTRAMURAL ATHLETIC CENTER. | Diesel | Caterpillar | 3512 DITA | 941 | 941 |  |  | 9500 GILMAN DR | SAN DIEGO | 92093-0920 | Oberti, Larry | (858) 534-1065
3416 | SD | UCSD |  | 1994 | 972349 | EMERGENCY ENGINE: CATERPILLAR, MODEL 3412 DITA, DIESEL FIRED, 890 BHP, S/N 81Z15164, DRIVING AN ELECTRIC GENERATOR, LOCATED IN ENG. BLDG. 2. | Diesel | Caterpillar | 3412 DITA | 579 | 579 |  |  | 9500 GILMAN DR | SAN DIEGO | 92093-0920 | Oberti, Larry | (858) 534-1065
3417 | SD | UCSD |  | 1994 | 972351 | EMERGENCY ENGINE: CATERPILLAR, MODEL 3412 DITA, DIESEL FIRED, 890 BHP, S/N 81Z15213, DRIVING AN ELECTRIC GENERATOR, LOCATED IN CENTER FOR MOLECULAR MEDICINE - EAST. | Diesel | Caterpillar | 3412 DITA | 579 | 579 |  |  | 9500 GILMAN DR | SAN DIEGO | 92093-0920 | Oberti, Larry | (858) 534-1065
3418 | SD | UCSD |  | 1994 | 972352 | EMERGENCY ENGINE: CATERPILLAR, MODEL 3412 DITA, DIESEL FIRED, 890 BHP, S/N 81Z15216, DRIVING AN ELECTRIC GENERATOR, LOCATED IN CENTER FOR MOLECULAR MEDICINE - EAST. | Diesel | Caterpillar | 3412 DITA | 579 | 579 |  |  | 9500 GILMAN DR | SAN DIEGO | 92093-0920 | Oberti, Larry | (858) 534-1065
3419 | SD | UCSD |  | 1996 | 972355 | EMERGENCY ENGINE: CATERPILLAR, MODEL 3412 DIT DRY, DIESEL FIRED, 749 BHP, S/N 81Z18353, DRIVING AN ELECTRIC GENERATOR, LOCATED IN SERF. | Diesel | Caterpillar | 3412 | 487 | 487 |  |  | 9500 GILMAN DR | SAN DIEGO | 92093-0920 | Oberti, Larry | (858) 534-1065
3421 | SD | UCSD |  | 1991 | 972344 | EMERGENCY ENGINE: CATERPILLAR, MODEL SRY 3406, DIESEL FIRED, 587 BHP, S/N 4RC01129, DRIVING AN ELECTRIC GENERATOR, LOCATED IN CLINICAL SCIENCES BLDG. | Diesel | Caterpillar | 3406 | 382 | 382 |  |  | 9500 GILMAN DR | SAN DIEGO | 92093-0920 | Oberti, Larry | (858) 534-1065
3422 | SD | UCSD |  | 1995 | 972354 | ONE (1) EMERGENCY ENGINE GENERATOR SET; CAT DIESEL ENGINE, 449 BHP, MODEL 3406, S/N: APM00147, TURBOCHARGED AND AFTERCOOLED, DRIVING A CAT GENERATOR 300 KW, S/N 4LM0D519. APPL# 941052 EFH 9/96 | Diesel | Caterpillar | 3406 | 300 | 300 |  |  | 9500 GILMAN DR | SAN DIEGO | 92093-0920 | Oberti, Larry | (858) 534-1065
3423 | SD | UCSD |  | 1995 | 972849 | EMERGENCY ENGINE, CUMMINS MODEL NTA 855-G5, S/N 41111, DIESEL FIRED, 605 BHP, LOCATED AT RITTER HALL 8602 LA JOLLA SHORES DRIVE. | Diesel | Cummins | NTA885-G5 | 393 | 393 |  |  | 9500 GILMAN DR | SAN DIEGO | 92093-0920 | Oberti, Larry | (858) 534-1065
3424 | SD | UCSD |  |  | 972339 | EMERGENCY ENGINE: CUMMINS, MODEL NTTA 855G2, DIESEL FIRED, 535 BHP, S/N 30303023, DRIVING AN ELECTRIC GENERATOR, LOCATED IN ENG. BLDG. 1. | Diesel | Cummins | NTTA855-G2 | 348 | 348 |  |  | 9500 GILMAN DR | SAN DIEGO | 92093-0920 | Oberti, Larry | (858) 534-1065
3425 | SD | UCSD |  |  | 972341 | EMERGENCY ENGINE: CUMMINS, MODEL KTA 19-G2, DIESEL FIRED, 536 BHP, S/N 31135811, DRIVING AN ELECTRIC GENERATOR, LOCATED IN MOLECULAR BIOLOGY BLDG. | Diesel | Cummins | KTA19-G2 | 348 | 348 |  |  | 9500 GILMAN DR | SAN DIEGO | 92093-0920 | Oberti, Larry | (858) 534-1065
3426 | SD | UCSD |  |  | 972347 | EMERGENCY ENGINE: DETROIT DIESEL, MODEL 8163-7416, DIESEL FIRED, 1232 BHP, S/N HVF009692, DRIVING AN ELECTRIC GENERATOR, LOCATED IN PACIFIC HALL. | Diesel | Detroit Diesel | 8163-7416 | 801 | 801 |  |  | 9500 GILMAN DR | SAN DIEGO | 92093-0920 | Oberti, Larry | (858) 534-1065
3427 | SD | UCSD |  | 1992 | 972343 | EMERGENCY ENGINE: DETROIT DIESEL, MODEL 12V-92TA, DIESEL FIRED, 830 BHP, S/N 267153, DRIVING AN ELECTRIC GENERATOR, KOHLER, MODEL 500ROZD, LOCATED IN CENTRAL UNIVERSITY LIBRARY. | Diesel | Detroit Diesel | 12V-92TA | 540 | 540 |  |  | 9500 GILMAN DR | SAN DIEGO | 92093-0920 | Oberti, Larry | (858) 534-1065
3428 | SD | UCSD MEDICAL CENTER |  |  | 40179 | EMERGENCY GENERATOR: CATERPILLAR MODEL 3412TA RATED 660 KW, AND 890 HP DIESEL-FIRED, S/N 81Z03571 | Diesel | Caterpillar | 3412 TA | 660 | 660 |  |  | 225 DICKINSON ST W | SAN DIEGO | 92103 |  | (619) 294-6342
3429 | SD | UCSD MEDICAL CENTER |  |  | 40180 | EMERGENCY GENERATOR: CATERPILLAR MODEL 3412TA RATED 660 KW, 890 HP DIESEL-FIRED, S/N 81303564 | Diesel | Caterpillar | 3412 TA | 660 | 660 |  |  | 225 DICKINSON ST W | SAN DIEGO | 92103 |  | (619) 294-6342
3430 | SD | UCSD MEDICAL CENTER |  |  | 900846 | ONE (1) CATERPILLAR MODEL 3412 DITA DIESEL ENGINE GENERATOR SET S/N 84Z1033 RATED AT 890 HP, 660 KW WITH TURBOCHARGING AND AFTER COOLING. | Diesel | Caterpillar | 3412 DITA | 660 | 660 |  |  | 225 DICKINSON ST W | SAN DIEGO | 92103 |  | (619) 294-6342
3431 | SD | UCSD THORNTON HOSPITAL |  |  | 972771 | EMERGENCY ENGINE, CATERPILLAR MODEL D3508, S/N 1ZF0062, DIESEL FIRED, 1456 BHP. 972771AFS25JAN1999 | Diesel | Caterpillar | D3508 | 946 | 946 |  |  | 9300 CAMPUS POINT DR | LA JOLLA | 92093 |  | (619) 294-6343
3432 | SD | UCSD THORNTON HOSPITAL |  |  | 972772 | EMERGENCY ENGINE, CATERPILLAR MODEL D3508, S/N 1ZF00623, DIESEL FIRED, 1456 BHP. 972772AFS25JAN1999 | Diesel | Caterpillar | D3508 | 946 | 946 |  |  | 9300 CAMPUS POINT DR | LA JOLLA | 92093 |  | (619) 294-6343
3433 | SD | UNION BANK |  |  | 20542 | GENERATOR / I C ENGINE SET, STANDBY: CATERPILLAR MODEL D349TA, S/N 61P0151O, 1120 BHP, DIESEL-FIRED, COMPRESSION IGNITION, INTERNAL COMBUSTION(I C) ENGINE; ELECTRICAL GENERATOR, RATED AT 750 KW (APPL #20542) 0583 | Diesel | Caterpillar | D349 TA | 750 | 750 |  |  | 1455 1ST AV | SAN DIEGO | 92101 |  | (619) 230-3354
3434 | SD | UNION BANK |  |  | 950830 | TWO (2) IDENTICAL EMERGENCY ENGINE GENERATOR SETS: CATERPILLAR ENGINES, MODEL 3412, S/N 81Z18910 AND 81Z18913, 742 BHP; EACH ENGINE DRIVES A 500 KW GENERATOR. | Diesel | Caterpillar | 3412 | 500 | 500 |  |  | 530 B ST #1400 | SAN DIEGO | 92101 |  | (619) 230-4405
3435 | SD | UNION BANK |  |  | 960331 | ONE (1) EMERGENCY ENGINE GENERATOR; CAT ENGINE, MODEL 3412; S/N 3853510, DIESEL FIRED, 755 BHP. | Diesel | Caterpillar | 3412 | 490 | 490 |  |  | 1455 1ST AV | SAN DIEGO | 92101 |  | (619) 230-3354
3436 | SD | UNISYS CORP |  |  | 41105 | IC RECIPROCATING ENGINE: EMERGENCY ONLY, DIESEL FUELED, 800 HP MODEL NO. VTA-1710 GS800 ENGINE NO. 10746186 | Diesel | Cummins | VTA1710-GS800 | 520 | 520 |  |  | 10850 VIA FRONTERA | SAN DIEGO | 92127 |  | (858) 451-4977
3437 | SD | US SPRINT |  |  | 870553 | EMERGENCY ENGINE GENERATOR SET: CUMMINS DIESEL INTERNAL COMBUSTION ENGINE, MODEL VTA 28-G-2, NO. 37108698, STANDBY RATING 900 BHP @ 1800 RPM; KOHLER GENERATOR MODEL 600R0Z71, S/N 157409, 600 KW @ 1800 RPM. | Diesel | Cummins | VTA28-G2 | 600 | 600 |  |  | 1402 K ST | SAN DIEGO | 92101 |  | (619) 234-3637
3438 | SD | US WEST |  |  | 930981 | EMERGENCY ENGINE/GENERATOR SET: KATO KAMAG 22, MODEL A230880006, TYPE 23088, CATALOG CODE 4P3-2325; ENGINE MFR. CATERPILLAR (523 HP), MODEL 3406, S/N 2WB14568; CRANKCASE VENT FILTER, AIRSEP | Diesel | Caterpillar | 3406 | 349 | 349 |  |  | 7480 CONVOY CT | SAN DIEGO | 92111 |  | (619) 295-6202
3439 | SD | USMC BASE MARINE AIR OPS |  |  | 971074 | EMERGENCY STANDBY ENGINE: CUMMINS ENGINE MODEL GTA-28, S/N 25199112, 738 BHP, PROPANE FUELED. | Propane | Cummins | GTA28 | 480 | 480 |  |  | CAMP PENDLETON | CAMP PENDLETON | 92055 |  | (760) 725-9756
3440 | SD | USMC BASE MARINE GROUND OPS |  |  | 974876 | EMERGENCY ENGINE GENERATOR, 490 HP CUMMINS ENGINE, MODEL 6081A | Diesel | Cummins | 6081A | 319 | 319 |  |  | CAMP PENDLETON | CAMP PENDLETON | 92055 |  | (760) 725-9756
3441 | SD | USMC BASE MARINE GROUND OPS |  |  | 974877 | EMERGENCY ENGINE GENERATOR, 490 HP CUMMINS ENGINE, MODEL GTA19 GS S/N 500 | Diesel | Cummins | GTA19 | 319 | 319 |  |  | CAMP PENDLETON | CAMP PENDLETON | 92055 |  | (760) 725-9756
3442 | SD | USMC BASE MILITARY SUPPORT |  |  | 971020 | EMERGENCY ENGINE: CATERPILLAR, MODEL 3516, DIESEL FIRED, 1106 HP, S/N 73Z00145, DRIVING AN ELECTRIC GENERATOR, LOCATED IN BLDG. #1164. | Diesel | Caterpillar | 3516 | 719 | 719 |  |  | CAMP PENDLETON | CAMP PENDLETON | 92055 |  | (760) 725-9756
3443 | SD | USMC BASE PUBLIC HEALTH H2 |  |  | 960300 | EMERGENCY STANDBY ENGINE, GENERAL MOTORS MODEL 12-645-E4, S/N 72-K1-1008, 1600 BHP, JP5 FIRED, TURBOCHARGED. | Diesel | General Motors | 12-645-E4 | 1040 | 1040 |  |  | CAMP PENDELTON | CAMP PENDELTON | 92055 |  | (760) 725-9756
3444 | SD | USMC BASE PUBLIC UTILITIES U16 |  |  | 971062 | EMERGENCY STANDBY ENGINE: CATERPILLAR ENGINE, MODEL 3406B, S/N 4RG01430, 519 BHP, DIESEL FUELED,; DRIVING A 350 KW GENERATOR | Diesel | Caterpillar | 3406B | 350 | 350 |  |  | CAMP PENDLETON | CAMP PENDLETON | 92055 |  | (760) 725-9756
3445 | SD | USMC BASE PUBLIC UTILITIES U16 |  |  | 920179 | EMERGENCY GENERATOR: CATERPILLAR, MODEL 3406B, 350 KW, DRIVEN BY A CATERPILLAR, TURBOCHARGED, AFTERCOOLED, 6-CYL, 519 HP, DIESEL ENGINE. BLDG 61513. S/N LSA475L/119. | Diesel | Caterpillar | 3406B | 350 | 350 |  |  | CAMP PENDLETON | CAMP PENDLETON | 92055 |  | (760) 725-9756
3446 | SD | USMC BASE PUBLIC UTILITIES U21 |  |  | 971045 | ONE (1) EMERGENCY DIESEL ENGINE GENERATOR, CAT MODEL 3412,S/N: 81Z08275, 810 BHP. | Diesel | Caterpillar | 3412 | 527 | 527 |  |  | CAMP PENDLETON (BLDG 20831) | CAMP PENDLETON | 92055 |  | (760) 725-9756
3447 | SD | USMC BASE PUBLIC UTILITIES U31 |  |  | 974963 | EMERGENCY ENGINE GENERATOR, 959 HP CAT DIESEL ENGINE, MODEL 3508, S/N 95Y0113, TURBOCHARGED AND AFTERCOOLED. | Diesel | Caterpillar | 3508 | 623 | 623 |  |  | CAMP PENDLETON | CAMP PENDLETON | 92055 |  | (760) 725-9756
3448 | SD | USMC BASE PUBLIC UTILITIES U31 |  |  | 974964 | EMERGENCY ENGINE GENERATOR, 959 HP CAT DIESEL ENGINE, MODEL 3508 S/N 95Y01111, TURBOCHARGED AND AFTERCOOLED. | Diesel | Caterpillar | 3508 | 623 | 623 |  |  | CAMP PENDLETON | CAMP PENDLETON | 92055 |  | (760) 725-9756
3449 | SD | USMC BASE PUBLIC UTILITIES U31 |  |  | 974965 | EMERGENCY ENGINE GENERATOR, 959 HP CAT DIESEL ENGINE, MODEL 3508, S/N 95Y01110, TURBOCHARGED AND AFTERCOOLED. | Diesel | Caterpillar | 3508 | 623 | 623 |  |  | CAMP PENDLETON | CAMP PENDLETON | 92055 |  | (760) 725-9756
3450 | SD | USMC BASE PUBLIC UTILITIES U31 |  |  | 974966 | EMERGENCY ENGINE GENERATOR, 959HP CAT DIESEL ENGINE, MODEL 3508, S/N 95Y01112, TURBOCHARGED AND AFTERCOOLED. | Diesel | Caterpillar | 3508 | 623 | 623 |  |  | CAMP PENDLETON | CAMP PENDLETON | 92055 |  | (760) 725-9756
3451 | SD | USMC BASE PUBLIC UTILITIES U31 |  |  | 974968 | EMERGENCY ENGINE GENERATOR, 959 HP CAT DIESEL ENGINE, MODEL 3508, S/N 95Y01114, TURBOCHARGED AND AFTERCOOLED. | Diesel | Caterpillar | 3508 | 623 | 623 |  |  | CAMP PENDLETON | CAMP PENDLETON | 92055 |  | (760) 725-9756
3452 | SD | USMC BASE PUBLIC UTILITIES U8 |  |  | 971053 | EMERGENCY STANDBY ENGINE, CUMMINS MODEL NTA-855G3, 535 HP, S/N 11523051, GENERATOR, KATOLIGHT MODEL D300FRZ4, S/NVJ3622714. | Diesel | Cummins | NTA855-G3 | 300 | 300 |  |  | CAMP PENDLETON | CAMP PENDLETON | 92055 |  | (760) 725-9756
3453 | SD | USMC RECRUIT DEPOT |  |  | 911051 | EMERGENCY GENERATOR-ENGINE SET: MODEL NO. A253190000, S/N 98644, 600 KW, SYNCHRONOUS AC GENERATOR WITH CATERPILLAR MODEL NO3412, S/N 81Z12037, 890 HP, TURBOCHARGED DIESEL ENGINE FOR BUILDING 569 (MESS HALL FACILITY) ONLY | Diesel | Caterpillar | 3412 | 600 | 600 |  |  | BARNETT AV @ PACIFIC HY | SAN DIEGO | 92140 |  | (619) 524-6575
3454 | SD | USN AIR STATION NORIS |  |  | 970539 | EMERGENCY ENGINE: DETROIT DIESEL, MODEL 8V-92, DIESEL FIRED, 474 BHP, S/N 06VF201202, DRIVING AN ELECTRIC GENERATOR, LOCATED IN BLDG. #435. | Diesel | Detroit Diesel | 8V-92 | 308 | 308 |  |  | NAS NORTH ISLAND BLDG 801 | SAN DIEGO | 92135 |  | (619) 545-2435
3455 | SD | USN AIR STATION NORIS |  |  | 971448 | STANDBY EMERGENCY ENGINE GENERATOR: KOHLER DIESEL ENGINE MODEL 500RDOZD, 830 HP, S/N AHL34063, KOHLER GENERATOR S/N 390856. BLDG 386 | Diesel | Kohler | 500RDOZD | 540 | 540 |  |  | NAS NORTH ISLAND BLDG 801 | SAN DIEGO | 92135 |  | (619) 545-2435
3456 | SD | USN AIR STATION NORIS (2) PUB WKS |  |  | 891149 | EMERGENCY GENERATOR, DIESEL: CUMMINS MODEL KTA-1150-G1, 560 BHP MAXIMUM RATED POWER OUTPUT, ENGINE NO. 31129153; EQUIPPED WITH TURBOCHARGING AND AFTERCOOLING; DRIVING A KOHLER 365 KW GENERATOR, 548 AMPS, 480 VOLTS; GENERATOR AT BLDG #1354. | Diesel | Cummins | KTA1150-G1 | 365 | 365 |  |  | NAS NORTH ISLAND | SAN DIEGO | 92135 |  | (619) 556-8001
3457 | SD | USN AIR STATION NORIS (2) PUB WKS |  |  | 891150 | EMERGENCY GENERATOR, DIESEL: ONE (1) DETROIT DIESEL ENGINE, 8V-92TA, MODEL 8083-7416, 643 BHP MAXIMUM RATED POWER OUTPUT, SN 8VF134058; EQUIPPED WITH TURBOCHARGING AND AFTERCOOLING; DRIVING ONE (1) ENERGY DYNAMICS SYNCHRONOUS GENERATOR AT BLDG. #795. | Diesel | Detroit Diesel | 8V-92TTA | 418 | 418 |  |  | NAS NORTH ISLAND | SAN DIEGO | 92135 |  | (619) 556-8001
3458 | SD | USN ARCTIC SUBMARINE LABORATORY CODE 964 |  |  | 911433 | ONE (1) EMERGENCY ENGINE GENERATOR: CAT DIESEL ENGINE, MODEL: D399, 1310 HP WITH A CAT GENERATOR, MODEL: 222990000, S/N 88931-3, 900 KW, 1125 KVA. | Diesel | Caterpillar | D399 | 900 | 900 |  |  | NAVAL UNDERSEA WARFARE CENTER | SAN DIEGO | 92152-5019 |  | (619) 553-7456
3459 | SD | USN FLEET & INDUSTRIAL SUPPLY CENTER |  |  | 860327 | EMERGENCY DIESEL ENGINE GENERATOR SET, CATERPILLAR MODEL 3516, 1971 HP, 1400 KW USING NO. 2 DIESEL FUEL. (APPL #860327/GEA) | Diesel | Caterpillar | 3516 | 1400 | 1400 |  |  | 937 HARBOR DR N CODE SE | SAN DIEGO | 92132 |  | (619) 553-0526
3460 | SD | USN HOSPITAL 2 PWC |  |  | 40906 | EMERGENCY GENERATOR: CATERPILLAR MODEL 3412TA, RATED 600 KW, 890 HP, DIESEL-FIRED, S/N 81Z03680, UNIT #1, GENERATOR S/N 6FA03270 | Diesel | Caterpillar | 3412 TA | 600 | 600 |  |  | NAVY HOSPITAL | SAN DIEGO | 92134 |  | (619) 556-8001
3461 | SD | USN HOSPITAL 2 PWC |  |  | 40907 | EMERGENCY GENERATOR: CATERPILLAR MODEL 3412TA, RATED 600 KW, 890 HP, DIESEL-FIRED, S/N 81Z03684, UNIT #2, GENERATOR S/N 6FA03271 | Diesel | Caterpillar | 3412 TA | 600 | 600 |  |  | NAVY HOSPITAL | SAN DIEGO | 92134 |  | (619) 556-8001
3462 | SD | USN HOSPITAL 2 PWC |  |  | 40908 | EMERGENCY GENERATOR: CATERPILLAR MODEL 3412TA, RATED 600 KW, 890 HP, DIESEL-FIRED, S/N 81Z03689, UNIT #3, GENERATOR S/N 6FA03275 | Diesel | Caterpillar | 3412 TA | 600 | 600 |  |  | NAVY HOSPITAL | SAN DIEGO | 92134 |  | (619) 556-8001
3463 | SD | USN NAV STA 1 SCE |  |  | 911126 | EMERGENCY ELECTRICAL GENERATOR-DIESEL ENGINE SET: DETROIT DIESEL ALLISON MODEL 12V-71 7123-7305, S/N 12VA068674, 600 HP DIESEL ENGINE FOR A 350 KW, 526 AMP ELECTRICAL GENERATOR WITH S/N 2907-L-80. (ADL 01/93). | Diesel | Detroit Diesel | 7123-7305 | 350 | 350 |  |  | NAVAL STATION | SAN DIEGO | 92136 |  | (619) 556-0624
3464 | SD | USN NAV STA 2 PUBLIC WORKS CENTER |  |  | 891146 | EMERGENCY GENERATOR: CUMMINS MODEL KTA 19-G1, RATED 560 HP AT 390 KW, DIESEL OIL FIRED, S/N 3113211.,BLDG 3356 | Diesel | Cummins | KTA19-G1 | 390 | 390 |  |  | 32ND ST & HARBOR DR | SAN DIEGO | 92136 |  | (619) 556-1533
3465 | SD | USN PUBLIC WORKS CENTER |  |  | 891147 | EMERGENCY GENERATOR: CUMMINS MODEL HTA 8556, RATED 425 HP AT 300 KW WITH TURBOCHARGING, DIESEL OIL FIRED, S/N 30115889 (BLDG #42, TOP SIDE) | Diesel | Cummins | HTA 8556 | 300 | 300 |  |  | 271 CATALINA BL | SAN DIEGO | 92106 |  | (619) 954-8989
3466 | SD | USN PUBLIC WORKS CENTER |  |  | 975555 | EMERGENCY ENGINE: CUMMINS, MODEL HTA 8556, DIESEL FIRED, 425 BHP, S/N 30115889, DRIVING A 300-KW ELECTRIC GENERATOR. BLDG 42 TOPSIDE | Diesel | Cummins | HTA 8556 | 300 | 300 |  |  | 271 CATALINA BL | SAN DIEGO | 92106 |  | (619) 954-8989
3467 | SD | USN RADIO RECEIVING FACILITY |  |  | 950381 | CATERPILLAR DIESEL ENGINE MODEL 3412, 593 BHP, 400 KW GENERATOR | Diesel | Caterpillar | 3412 | 400 | 400 |  |  | HOOPER BL | CORONADO | 92118 |  | (619) 437-9311
3468 | SD | USN RADIO RECEIVING FACILITY |  |  | 973489 | CATERPILLAR DIESEL ENGINE MODEL 3412, 593 BHP, S/N 81Z08328. | Diesel | Caterpillar | 3412 | 400 | 400 |  |  | HOOPER BL | CORONADO | 92118 |  | (619) 437-9311
3469 | SD | USN SUBMARINE BASE |  |  | 890603 | EMERGENCY GENERATOR: CUMMINS MODEL KTA-38-G1, RATED 1030 HP AT 650 KW, WITH TURBOCHARGE AND AFTERCOOLING, DIESEL OIL FIRED, S/N 79131. | Diesel | Cummins | KTA38-G1 | 650 | 650 |  |  | ARCO ARDM 5 PIER 5002 | SAN DIEGO | 91932 |  | (619) 225-2170
3470 | SD | USN SUBMARINE BASE (3) PUB WRKS CTR |  |  | 870806 | EMERGENCY GENERATOR: CUMMINS MODEL VTA-1710-G/GS/GC-1, RATED 760 HP, DIESEL-FIRED, S/N 49964 BLDG 247 | Diesel | Cummins | VTA1710-G/GS/GC-1 | 494 | 494 |  |  | 140 SYLVESTER RD | SAN DIEGO | 92106 |  | (619) 556-7999
3471 | SD | USN SUBMARINE BASE (3) PUB WRKS CTR |  |  | 975250 | EMERGENCY ENGINE GENERATOR, 760 HP CUMMINS DIESEL ENGINE, MODEL 49964 | Diesel | Cummins | 49964 | 494 | 494 |  |  | 140 SYLVESTER RD | SAN DIEGO | 92106 |  | (619) 556-7999
3472 | SD | VAYUSPHERE INC |  |  | 975828 | VALLEY DETROIT DIESEL ALLISON, MODEL SPECTRUM 350DSE, 550 HP | Diesel | Detroit Diesel | 350DSE | 358 | 358 |  |  | 10350 BARNES CANYON RD | SAN DIEGO | 92121
3473 | SD | VENCOR HOSPITAL |  |  | 972805 | EMERGENCY ENGINE, CUMMINS MODEL VTA 1710 PG 800, S/N 669714-3, 800 BHP, 400 KW. 972805AFS09FEB1999 | Diesel | Cummins | VTA1710 | 400 | 400 |  |  | 1940 EL CAJON BL | SAN DIEGO | 92104
3474 | SD | VERIO |  |  | 975089 | EMERGENCY ENGINE GENERATOR, 1135 HP ONAN DIESEL ENGINE, MODEL DFHA-337982, | Diesel | Onan | DFHA-337982 | 738 | 738 |  |  | 9530 TOWNE CENTRE DR | SAN DIEGO | 92121
3475 | SD | VERIZON WIRELESS |  |  | 975569 | DETROIT DIESEL ENGINE MODEL R1637K35, 1200 HP, S/N 5362001141, TURBOCHARGED, DIESEL FIRED. 975569AFS04OCT2000 | Diesel | Detroit Diesel | R1637K35 | 780 | 780 |  |  | 4787 MERCURY ST | SAN DIEGO | 92111
3476 | SD | VETERANS ADMINISTRATION HOSPITAL |  |  | 860853 | NO.1 EMERGENCY DIESEL ENGINE GENERATOR SET: CATERPILLAR MODEL 3508, DITA, (S/N 23Z01554), 600 KW VA STANDBY RATING (906 BHP)NO.2 DIESEL FUEL. | Diesel | Caterpillar | 3508 DITA | 600 | 600 |  |  | 3350 LA JOLLA VILLAGE DR | SAN DIEGO | 92161 |  | (858) 552-7480
3477 | SD | VETERANS ADMINISTRATION HOSPITAL |  |  | 860854 | NO.2 EMERGENCY DIESEL ENGINE GENERATOR SET; CATERPILLAR MODEL 3508, DITA, (S/N 23Z01556), 600 KW VA STANDBY RATING (906 BHP)NO.2 DIESEL FUEL. | Diesel | Caterpillar | 3508 DITA | 600 | 600 |  |  | 3350 LA JOLLA VILLAGE DR | SAN DIEGO | 92161 |  | (858) 552-7480
3478 | SD | VETERANS ADMINISTRATION HOSPITAL |  |  | 860855 | NO.3 EMERGENCY DIESEL ENGINE GENERATOR SET: CATERPILLAR MODEL 3508, DITA, (S/N 23Z01557), 600 KW VA STANDBY RATING (906 BHP)NO.2 DIESEL FUEL. | Diesel | Caterpillar | 3508 DITA | 600 | 600 |  |  | 3350 LA JOLLA VILLAGE DR | SAN DIEGO | 92161 |  | (858) 552-7480
3479 | SD | VETERANS ADMINISTRATION HOSPITAL |  |  | 860856 | NO.4 EMERGENCY DIESEL ENGINE GENERATOR SET: CATERPILLAR MODEL 3508, DITA, (S/N 23Z01555), 600 KW VA STANDBY RATING (906 BHP)NO.2 DIESEL FUEL. | Diesel | Caterpillar | 3508 DITA | 600 | 600 |  |  | 3350 LA JOLLA VILLAGE DR | SAN DIEGO | 92161 |  | (858) 552-7480
3480 | SD | WATERHOUSE SECURITIES INC |  |  | 973883 | EMERGENCY ENGINE GENERATOR, 1465 HP CAT DIESEL ENGINE, MODEL 3508B, | Diesel | Caterpillar | 3508B | 952 | 952 |  |  | 4075 SORRENTO VALLEY BL | SAN DIEGO | 92121
3481 | SD | WESTIN HOTEL |  |  | 860747 | EMERGENCY GENERATOR: DETROIT DIESEL ALLISON MODEL 16V92, RATED 1200 KW, #2 DIESEL OIL FIRED, S/N 3116-A-87 | Diesel | Detroit Diesel | 16V-92 | 1200 | 1200 |  |  | 910 BROADWAY CIRCLE | SAN DIEGO | 92101 |  | (619) 239-2200
3482 | SD | WHISPERING PALMS WATER POLLUTION |  |  | 901318 | ONE(1) CUMMINS ENGINE GENERATOR MODEL NTA-885-G3, DIESEL FIRED; SN 30329781 RATED AT 535 BHP; 350 KW; EQUIPPED WITH TURBOCHARGING AND AFTERCOOLING. | Diesel | Cummins | NTA885-G3 | 350 | 350 |  |  | 15525 VIA DE SANTA FE | RANCHO SANTA FE | 92067 |  | (858) 756-4909
3483 | SD | WILLIAMS COMMUNICATIONS INC |  |  | 971820 | EMERGENCY ENGINE GENERATOR SET: KATOLIGHT, MODEL D600 FRX4, DIESEL FIRED, 600 KW, S/N WA514296-50426. | Diesel | Katolight | D600 FRX4 | 600 | 600 |  |  | 8923 COMPLEX DR | SAN DIEGO | 92123
3484 | SD | WINSTAR TELECOMMUNICATIONS |  |  | 961223 | EMERGENCY GENERATOR: KOHLER, MODEL 350 ROZD, 350 KW, S/N 382859. | Diesel | Kohler | 350 ROZD | 350 | 350 |  |  | 600 BROADWAY W | SAN DIEGO | 92101
3485 | SD | Adelphia Business Solutions |  | 2001 | 976918 | Emergency standby engine, Cummins diesel engine, Model KTA50-G9, S/N 25270783, 2220 bhp, EPA Tier 1 certified of engine family number YCEXL050.ABA, equipped with turbocharger, aftercooler, driving a 1250 KW generator. | Diesel | Cummins | KTA50-G9 | 1250 | 1250 |  |  | 8828 Complex Drive | San Diego | 92123
3486 | SD | Agouron Pharmaceuticals |  | 2001 | 976442 | Emergency standby engine, Detroit Diesel engine, Model 8V-S2000, 765 bhp, EPA Tier 1, equipped with turbocharger, aftercooler, driving a 500 kW generator. | Diesel | Detroit Diesel | 8V-S2000 | 500 | 500 |  |  | 11095 Torrey Pines Road | San Diego | 92121 | Jim Serbia
3487 | SD | Agouron/Pfizer |  | 2001 | 976852 | Emergency standby engine, Detroit Diesel engine, Model R163-7K36, S/N 5362001744, 1495 bhp, turbocharged, driving a 1000 KW generator. | Diesel | Detroit Diesel | R163-7K36 | 1000 | 1000 |  |  | 10770 Science Center Drive | San Diego | 92121 | Jim Condelles
3488 | SD | Agouron/Pfizer |  | 2001 | 976910 | Emergency standby engine, Caterpillar diesel engine, Model 3512B, S/N CMC001146, 1807 bhp, EPA Tier 1 certified of engine family number 1CPXL58.6ERK, equipped with turbocharger, aftercooler, driving a 1250 KW generator. | Diesel | Caterpillar | 3512B | 1250 | 1250 |  |  | 10724 Science Center Drive | San Diego | 92121 | Diana M. Flynn
3489 | SD | Alaris Medical Systems |  | 2001 | 976433 | Emergency standby engine, Model 3412, 1210 bhp, EPA Tier 1 certified of engine family number 1CPXL27.0MRS, equipped with turbocharger, aftercooler, driving an 800 kW generator. | Diesel | Caterpillar | 3412 | 800 | 800 |  |  | 9190 Activity Rd. | San Diego | 92126 | Jim Magnuson
3490 | SD | Applied Micro Circuits |  | 2001 | 976196 | One (1) Detroit Diesel emergency engine generator Model 12V4000, S/N 1257969, 2200 hp (derated to 1650 hp), diesel fired, turbocharged, driving a 1125 kW (derated) generator. | Diesel | Detroit Diesel | 12V4000 | 1125 | 1125 |  |  | 6290 Sequence Dr. | San Diego | 92121 | Tom Conway
3491 | SD | Applied Micro Circuits |  | 2001 | 976197 | One (1) Caterpillar Diesel emergency engine generator Model 3412B, 2155 hp (derated to 1616), diesel fired, turbocharged, driving a 1125 kW (derated) generator. | Diesel | Caterpillar | 3412B | 1125 | 1125 |  |  | 5502 Oberlin Dr. | San Diego | 92121 | Tom Conway
3492 | SD | Avanir Pharmaceuticals Inc. |  | 2001 | 977046 | Emergency standby engine, Detroit Diesel engine, Model 6063-TK35, 490 bhp, EPA Tier 1 certified of engine family 11DXL12.7VGD, equipped with turbocharger, driving a 300 KW generator. | Diesel | Detroit Diesel | 6063-TK35 | 300 | 300 |  |  | 11388 Sorrento Valley Rd. | San Diego | 92121 | Victoria Smith
3493 | SD | Bristol Myers Squibb |  | 2001 | 977224 | Emergency standby engine, Detroit Diesel Model Series 60/6063-TK35, BHP rating 550 BHP, EPA Tier 1 certified of engine family number 1DDXL12.7VGD, equipped with turbocharger and driving a 355 KW generator. | Diesel | Detroit Diesel | 6063-TK35 | 355 | 355 |  |  | 4570 Executive Dr. | San Diego | 92121
3494 | SD | CA State Univ. at San Marcos |  | 2002 | 977344 | Emergency standby engine, Detroit Diesel, Model 16V2000, G70 R163-7K35; S/N 5362001612, BHP rating 1200 HP, EPA Tier 1 certified engine family number YDDXL31.8XRE, turbocharged and aftercooled, driving a 800 KW generator. | Diesel | Detroit Diesel | R163-7K35 | 800 | 800 |  |  | Building 37, 333 S. Twin Oaks Valley Rd. | San Marcos | 92096
3495 | SD | Charles River Laboratories Transgenic Services |  | 2001 | 976934 | Emergency standby engine, Caterpillar diesel engine, Model 3406, S/N 1LS01557, 519 bhp, turbocharged, aftercooled, driving a 350 KW generator. | Diesel | Caterpillar | 3406 | 350 | 350 |  |  | 10792 Roselle Street | San Diego | 92121 | Betty Austen
3496 | SD | Chase Manhattan Mortgage |  | 2001 | 976931 | Emergency standby engine, Detroit Diesel engine, Model 12V2000, 910 bhp, EPA Tier 1 certified of engine family number 1DDXL31.8XRE, equipped with turbocharger, driving a 600 KW generator. | Diesel | Detroit Diesel | 12V2000 | 600 | 600 |  |  | 11119 N. Torrey Pines | San Diego | 92121
3497 | SD | Chase Manhattan Mortgage |  | 2001 | 976835 | Emergency standby engine: Caterpillar Model 3508B, 1502 bhp, turbocharged and aftercooled; CARB Executive Order U-R-1-134; EPA Engine Family 1CPXL34.5.ERK; Model year 2001. | Diesel | Caterpillar | 3508B | 1001.3333 |  |  | 1502 | 10790 Rancho Bernardo Road | San Diego | 92127 | Carlos Ardila
3498 | SD | Cingular Wireless |  | 2001 | 977213 | Emergency standby engine, Caterpillar Model 3456, BHP Rating 610 BHP, EPA/CARB Tier 1 certified engine family number 1CPXL15.8ESK, equipped with turbocharger and aftercooler and driving a 400 KW generator. | Diesel | Caterpillar | 3456 | 400 | 400 |  |  | 9850 Distribution Ave. | San Diego | 92121
3499 | SD | City of Chula Vista |  | 2002 | 977664 | Emergency standby engine, Detroit Diesel Model 16V2000 G81; S/N 5362001548, BHP rating 1495 BHP, equipped with a turbocharger and aftercooler, driving a 1000 KW generator. | Diesel | Detroit Diesel | 16V2000G81 | 1000 | 1000 |  |  | 1800 Maxwell Rd. | Chula Vista | 91911
3500 | SD | City of Escondido-Hale Ave. Resource Recovery Facility |  | 2001 | 976816 | Emergency standby engine, Cummins diesel engine, Model QST30-G5, S/N D010232821, 1490 bhp, turbocharged, aftercooled, driving a 1000 KW generator. | Diesel | Cummins | QST30-G5 | 1000 | 1000 |  |  | 1521 Hale Ave. | Escondido | 92029
3501 | SD | City of Escondido-Hale Ave. Resource Recovery Facility |  | 2001 | 976842 | Emergency standby engine, Cummins diesel engine, Model QST30-G5, S/N D010232822, 1490 bhp, turbocharged, aftercooled, driving a 1000 KW generator. | Diesel | Cummins | QST30-G5 | 1000 | 1000 |  |  | 1521 Hale Ave. | Escondido | 92029
3502 | SD | Claritas Inc |  | 2001 | 977084 | Emergency standby engine, Detroit Diesel engine, Model 6063-TK35, 550 bhp, EPA Tier 1 certified of engine family number 1DDXL12.7VGD, equipped with turbocharger, driving a 355 KW generator. | Diesel | Detroit Diesel | 6063-TK35 | 355 | 355 |  |  | 5375 Mira Sorrento PL#400 | San Diego | 92121 | Patrick Higgins
3503 | SD | Deutsch Co ECD |  | 2001 | 976234 | Emergency diesel engine: Caterpillar Model 3406C DITA, 519 bhp, turbocharged and aftercooled, S/N: ILSO1494 | Diesel | Caterpillar | 3406C DITA | 346 |  |  | 519 | 250 Eddie Jones Way | Oceanside | 92054 | Greg Brady
3504 | SD | Diversa Corporation |  | 2001 | 976935 | Emergency standby engine, Detroit Diesel engine, Model 12V2000, 910 bhp, EPA Tier 1 certified of engine family number 1DDXL31.8XRE, equipped with turbocharger, intercooler, driving a 750 KW generator. | Diesel | Detroit Diesel | 12V2000 | 750 | 750 |  |  | 4939 Directors Place | San Diego | 92121
3505 | SD | Dow Chemical Co. |  | 2001 | 977148 | Detroit Diesle Spectrum Model 12V2000/G81, BHP rating 1120 BHP, EPA family number 1DDXL31.8 XRE, equipped with turbocharger and intercooler and driving a 750 KW generator. | Diesel | Detroit Diesel | 12V2000 | 750 | 750 |  |  | 5451 Oberlin Dr. | San Diego | 92121
3506 | SD | Electronic Data Systems |  | 2001 | 976209 | Emergency Engine: Caterpillar, Model No. 3406, diesel fired, turbocharged, 536 BHP, S/N 1LS01487 with a diesel particulate filter, driving a 400 kW electric generator. | Diesel | Caterpillar | 3406 | 400 | 400 |  |  | 53560 Hull St. | San Diego | 92152 | Scott Koons
3507 | SD | Electronic Data Systems |  | 2001 | 976210 | Emergency Engine: Caterpillar, Model No. 3412, diesel fired, turbocharged, 1072 BHP, with a diesel particulate filter, driving a 800 kW electric generator. | Diesel | Caterpillar | 3412 | 800 | 800 |  |  | 53560 Hull St. | San Diego | 92152 | Scott Koons
3508 | SD | Electronic Data Systems |  | 2001 | 976640 | Emergency Standby Engine, Detroit Diesel, Model 16V2000, 1495 hp, equipped with turbocharger, aftercooler, each driving a 1000 KW generator. | Diesel | Detroit Diesel | 16V2000 | 1000 | 1000 |  |  | 3970 Sherman Street | San Diego | 92110
3509 | SD | Electronic Data Systems |  | 2001 | 976641 | Emergency Standby Engine, Detroit Diesel, Model 16V2000, 1495 hp, equipped with turbocharger, aftercooler, each driving a 1000 KW generator. | Diesel | Detroit Diesel | 16V2000 | 1000 | 1000 |  |  | 3970 Sherman Street | San Diego | 92110
3510 | SD | Electronic Data Systems |  | 2001 | 976642 | Emergency Standby Engine, Detroit Diesel, Model 16V2000, 1495 hp, equipped with turbocharger, aftercooler, each driving a 1000 KW generator. | Diesel | Detroit Diesel | 16V2000 | 1000 | 1000 |  |  | 3970 Sherman Street | San Diego | 92110
3511 | SD | Electronic Data Systems |  | 2001 | 976643 | Emergency Standby Engine, Detroit Diesel, Model 16V2000, 1495 hp, equipped with turbocharger, aftercooler, each driving a 1000 KW generator. | Diesel | Detroit Diesel | 16V2000 | 1000 | 1000 |  |  | 3970 Sherman Street | San Diego | 92110
3512 | SD | Electronic Data Systems |  | 2001 | 976644 | Emergency Standby Engine, Detroit Diesel, Model 16V2000, 1495 hp, equipped with turbocharger, aftercooler, each driving a 1000 KW generator. | Diesel | Detroit Diesel | 16V2000 | 1000 | 1000 |  |  | 3970 Sherman Street | San Diego | 92110
3513 | SD | Electronic Data Systems |  | 2001 | 977133 | Emergency standby engine, Caterpillar diesel engine, Model 3512B, 2155 bhp, EPA Tier 1 certified of engine family number 1CPXL58.6ERK, equipped with turbocharger, aftercooler, driving a 1500 KW generator. | Diesel | Caterpillar | 3512B | 1500 | 1500 |  |  | 1482, NAS North Island | San Diego | 92135
3514 | SD | Emcor Technologies |  | 2001 | 976152 | Emergency standby engine, Caterpillar diesel engine, Model 3516B, 2847.5 hp, turbocharged, aftercooled, and driving a 2000 KW generator. | Diesel | Caterpillar | 3516B | 2000 | 2000 |  |  | 12270 World Trade Dr. Ste. 100 | San Diego | 92123 | Channey Doud
3515 | SD | Emcor Technologies |  | 2001 | 976153 | Emergency standby engine, Caterpillar diesel engine, Model 3516B, 2847.5 hp, turbocharged, aftercooled, and driving a 2000 KW generator. | Diesel | Caterpillar | 3516B | 2000 | 2000 |  |  | 12270 World Trade Dr. Ste. 100 | San Diego | 92123 | Channey Doud
3516 | SD | General Atomics |  | 2001 | 976358 | Emergency standby engine, Daewoo diesel engine, Model P222LE, S/N 105974, 846 hp, equipped with turobcharger, aftercooler, 4 degree timing retard, driving a 600 kW generator for a Generac power system. | Diesel | Daewoo | P222LE | 600 | 600 |  |  | 3550 General Atomics Court | San Diego | 92121 | Paul Englert
3517 | SD | General Atomics |  | 2001 | 976863 | Emergency standby engine, Mitsubishi diesel engine, Model S6B3-PTA, S/N CO171752, 574 bhp, equipped with turbocharger, aftercooler, driving a 400 KW generator. | Diesel | Mitsubishi | S6B3-PTA | 382.6667 |  |  | 574 | 4949 Greencraig Lane | San Diego | 92123 | Paul Englert
3518 | SD | General Services Administration |  | 2001 | 977102 | Emergency standby engine, Caterpillar diesel engine, Model 3412, S/N 4SJ01526BAX00193, 688 bhp, EPA Tier 1 certified of engine family number YCPXL27.0MRJ, equipped with turbocharger, aftercooler, driving a 600 KW generator, This engine replaces the emergency standby engine of Permit to Operate No. 972893. | Diesel | Caterpillar | 3412 | 600 | 600 |  |  | 880 Front Street | San Diego | 92101 | Salvador Sammy Holaso
3519 | SD | Genomics Institute/Novartis Research |  | 2001 | 977238 | Cummins Model QST30-G5, BHP rating 1490 BHP, retarded 4 of fuel injection, and equipped with turbocharger and aftercooler and driving a 1000 KW generator. | Diesel | Cummins | QST30-G5 | 1000 | 1000 |  |  | 10677 John Jay Hopkins Dr. | San Diego | 92121
3520 | SD | Gen-Probe Corp |  | 2001 | 976682 | Emergency standby engine, Detroit Diesel engine, Model R123-7K35, S/N 5352001612, 910 bhp, EPA Tier 1 certified, equipped with turbocharger, aftercooler, driving a 600 kW generator. | Diesel | Detroit Diesel | R123-7K35 | 600 | 600 |  |  | 10210 Genetic Center Dr. | San Diego | 92121 | Duanne Hipperson
3521 | SD | Global West Network |  | 2001 | 975945 | Caterpillar diesel engine Model 3406 DITA, 450 hp, turbocharged, aftercooled, California Air Resources Board (CARB) certified Family #XCPXL14.GMRT, S/N 1LS01398. | Diesel | Caterpillar | 3406 DITA | 300 |  | 450 |  | 600 W. Broadway | San Diego | 92101
3522 | SD | Household Finance |  | 2001 | 976651 | Emergency standby engine, Caterpillar diesel engine, Model 3512B DITA, S/N CMC00111, 2219 bhp, EPA Tier 1 certified, equipped with turbocharger, aftercooler, driving a 1500 kW generator. The engine-generator is equipped with the Advanced Diesel Engine Management (ADEM) system, ECM serial number 02200152CD. | Diesel | Caterpillar | 3512B DITA | 1500 | 1500 |  |  | 5855 Copley Drive | San Diego | 92111
3523 | SD | IDEC Pharmaceuticals |  | 2001 | 976831 | Emergency standby engine, Caterpillar diesel engine, Model 3512B, 2155 bhp, EPA Tier 1 certified of engine family number 1CPXL58.6ERK, driving a 1500 KW generator. | Diesel | Caterpillar | 3512B | 1436.6667 |  |  | 2155 | 11011 Torreyana Road | San Diego | 92121 | Mark Thompson
3524 | SD | Illumina Inc. |  | 2001 | 976814 | Emergency standby engine, Detroit Diesel engine, Model 6063-HK35, 635 bhp, turbocharged, aftercooled, driving a 405 KW generator. | Diesel | Detroit Diesel | 6063-HK35 | 405 | 405 |  |  | 9885 Towne Centre Drive | San Diego | 92121 | Jeff Hughson
3525 | SD | Integrated Microwave |  | 2001 | 977091 | Emergency standby engine, Daewoo diesel engine, Model P222LE, S/N EAY0A000092, 846 hp, EPA Tier 1 certified of engine family YDWXL21.9AYA, equipped with turobcharger, aftercooler, driving a 600 kW generator. | Diesel | Daewoo | P222LE | 600 | 600 |  |  | 11353 Sorrento Valley Road | San Diego | 92121 | Gerald Tinnell
3526 | SD | Invitrogen Corp. |  | 2001 | 977267 | Emergency standby engine, Detroit Diesel, 16V2000G81 BHP rating 1495 BHP, EPA Tier 1 certified of engine family number 1DDXL31.8XRE, equipped with turbocharger and aftercooler, driving a 1020 KW generator. | Diesel | Detroit Diesel | 16V2000G81 | 1020 | 1020 |  |  | 5781 Van Allen Way | Carlsbad | 92009
3527 | SD | Isis Pharmaceuticals |  | 2001 | 976350 | Emergency standby engine, Caterpillar diesel engine, Model 3406, S/N ILSO1568, 449 hp, EPA certification No. CPX-NR6-01-28, equipped with turbocharger, aftercooler, 4 degree retard, driving a 300 kW generator. | Diesel | Caterpillar | 3406 | 300 | 300 |  |  | 1896 Rutherford Road | Carlsbad | 92008 | Hank Osowski
3528 | SD | La Costa Glen Carlsbad |  | 2001 | 977014 | Emergency standby engine, Caterpillar diesel engine, Model 3508B, 1480 bhp, EPA Tier 1 certified of engine family number 1CPXL34.5ERK, equipped with turbocharger, aftercooler, driving a 1000 KW generator. | Diesel | Caterpillar | 3508B | 1000 | 1000 |  |  | 1941 Silverleaf Circle | Carlsbad | 92009 | George R. Bouchard
3529 | SD | Lowes HIW Inc. |  | 2002 | 977658 | Emergency standby engine, Detroit Diesel Model 6063TK35; S/N to be determined, BHP rating 550 BHP, equipped with a turbocharger and intercooler, driving a 410 KW generator. | Diesel | Detroit Diesel | 6063-TK35 | 410 | 410 |  |  | 155 Old Grove Rd. | Oceanside | 92054
3530 | SD | LPL Financial Services |  | 2001 | 976384 | Emergency standby engine, Caterpillar diesel engine, Model 3508B, 1592 bhp, equipped with turbocharger, driving a 1000 KW generator. | Diesel | Caterpillar | 3508B | 1000 | 1000 |  |  | 9785 Towne Centre Dr. | San Diego | 92121 | Barry L. Parker
3531 | SD | Manheim's San Diego Auto Auction |  | 2001 | 976743 | Emergency standby engine, Detroit Diesel engine, Model 6063-HK35, 490 bhp, turbocharged, aftercooled, driving a 300 KW generator. | Diesel | Detroit Diesel | 6063-HK35 | 300 | 300 |  |  | 4691 B. Calle Joven | Oceanside | 92057-6042
3532 | SD | Mark B. Whillock |  | 2002 | 977272 | Emergency standby engine, Detroit Diesel MTU Model 600DS-4; S/N to be determined, BHP rating 910 BHP, equipped with a turbocharger and aftercooler, driving a 600 KW generator. | Diesel | Detroit Diesel | 600DS-4 | 600 | 600 |  |  | 850 Lagoon Dr. | Chula Vista | 91910
3533 | SD | Mitchell Repair |  | 2001 | 976607 | Emergency standby engine, Volvo Penta diesel engine, Model TAD1231GE, S/N 868791/136200904, 460 bhp, EPA Tier 1 certified, equipped with turbocharger, aftercooler, driving a 305 kW generator. | Diesel | Volvo Penta | TAD1231GE | 305 | 305 |  |  | 14145 Danielson Street | San Diego | 92064
3534 | SD | Oliverhain Municipal Water Dist |  | 2001 | 976616 | Emergency standby engine, Detroit Diesel, Model 8V2000-G81-R083-7K06, 765 BHP, diesel fired, equipped with turbocharger, S/N 5312001129, driving a 500 kW generator. | Diesel | Detroit Diesel | R083-7K06 | 500 | 500 |  |  | 7813 Camino Sin Puente | Rancho Santa Fe | 92067
3535 | SD | Oliverhain Municipal Water Park |  | 2002 | 977363 | One (1) Emergency Standby Engine, Cummins diesel engine, Model QST30-35, 1490 hp, equipped with turbocharger, aftercooler, and four (4) degrees timing retard, driving a 1000 KW generator (Onan Model 1000DFHD Diesel Generator set). EPA Certificate Number CEX-NR9-00-02. | Diesel | Cummins | QST30-35 | 1000 | 1000 |  |  | 16595 Dove Canyon Rd. | San Diego | 92127
3536 | SD | Pacific Bell |  | 2001 | 975627 | Caterpillar diesel engine Model 3516B, 2876 hp, turbocharged, aftercooled, CARB certified Family #YCPXL69OERK, S/N 7RNO1402 | Diesel | Caterpillar | 3516B | 1917.3333 |  | 2876 |  | 1125 9th Avenue | San Diego | 92101
3537 | SD | Pacific Bell |  | 2001 | 976158 | One John Deere Diesel emergency engine generator Model 6125H, 563 hp, diesel fired, turbocharged, aftercooled, S/N RG6125H012614 driving a 300 kW generator. | Diesel | John Deere | 6125H | 375.3333 |  | 563 |  | 1670 Cactus Rd. | San Ysidro | 92173 | Jerry Winter
3538 | SD | Pyxis Corporation |  | 2001 | 976316 | Emergency standby engine, Detroit Diesel, Model 6063-TK35, 490 hp, equipped with turbocharger, driving a 300 kW generator. | Diesel | Detroit Diesel | 6063-TK35 | 300 | 300 |  |  | 3750 Torrey View Court | San Diego | 92130 | Michael Davis
3539 | SD | Renaissance Condominiums |  | 2001 | 976352 | Emergency standby engine, Caterpillar diesel engine, Model 3508B, 1480 bhp, EPA Tier 1 certified of engine family number 1CPXL34.5ERK, equipped with turbocharger, aftercooler, driving a 1000 KW generator. | Diesel | Caterpillar | 3508B | 986.6667 |  |  | 1480 | 645 Front Street | San Diego | 92101
3540 | SD | Rohr Inc |  | 2001 | 975971 | Cummins diesel engine Model N14-G2, 535, turbocharger, aftercooler, S/N to be determined | Diesel | Cummins | N14-G2 | 356.6667 |  | 535 |  | 850 Lagoon Dr. | Chula Vista | 91910 | Greg Hannabarger
3541 | SD | San Diego Unified Port District |  | 2001 | 976270 | Cummins diesel engine Model 350DFEG, 755 hp, turbocharged, aftercooled, S/N to be determined, EPA engine family CEX-NR9-00-01 | Diesel | Cummins | 350DFEG | 503.3333 |  | 755 |  | Lindbergh Field Int'l Airport | San Diego | 92101 | Larry McCauley
3542 | SD | Scripps Research Institute |  | 2001 | 976824 | Emergency standby engine, Caterpillar diesel engine, Model 3412C, 749 bhp, EPA Tier 1 certified of engine family number 1CPXL27.0MRH, equipped with turbocharger, aftercooler, driving a 500 KW generator. | Diesel | Caterpillar | 3412C | 500 | 500 |  |  | 3215 Merryfield Row | San Diego | 92121
3543 | SD | Sequenom Corporation |  | 2001 | 975705 | One Emergency Standby Engine: Mitsubishi diesel engine Model S12H-PTA, 1501 HP, turbocharged, S/N to be determined. | Diesel | Mitsubishi | S12H-PTA | 1000.6667 |  | 1501 |  | 3595 John Hopkins Court | San Diego | 92121 | Stephen Stilwell
3544 | SD | Sharp Chula Vista Medical Center |  | 2001 | 977107 | Emergency standby engine: Cummins Model N14-G2, 535 bhp, s/n 12038530, turbocharged and aftercooled; CARB certified Family #CEX-NR7-00-16; EPA Family YCEXL0855AAA; Model year 2001. | Diesel | Cummins | N14-G2 | 356.6667 |  |  | 535 | 765 Medical Center Ct. | Chula Vista | 91911 | Gary Rose
3545 | SD | Sparta Inc. |  | 2001 | 976827 | Emergency standby engine, Volvo Penta diesel engine, Model TAD 1232GE, 514 bhp, turbocharged, aftercooled, driving a 350 KW generator. | Diesel | Volvo | TAD1232GE | 350 | 350 |  |  | 10540 Heater Ct. | San Diego | 92121 | Gary Murrow
3546 | SD | Sun Microsystems |  | 2001 | 976085 | Emergency standby engine, Caterpillar diesel engine, Model 3412C, 746 hp, EPA certified, equipped with turbocharger, aftercooled, driving a 500 kW generator. | Diesel | Caterpillar | 3412C | 500 | 500 |  |  | 9525 Towne Centre Drive | San Diego | 92121
3547 | SD | Sun Microsystems |  | 2001 | 976385 | Emergency standby engine, Caterpillar diesel engine, Model 3406, 519 hp, EPA Tier 1 certified, equipped with turbocharger, aftercooler, driving a 350 kW generator. | Diesel | Caterpillar | 3406 | 350 | 350 |  |  | 9525 Towne Centre Drive | San Diego | 92121
3548 | SD | Sweetwater Authority |  | 2001 | 977021 | Emergency standby engine, Detroit Diesel engine, Model 6063-TK35, S/N 06R0645040, 550 bhp, EPA Tier 1 certified of engine family number 1DDXL12.7VGD, equipped with turbocahrger, driving a 350 KW generator. | Diesel | Detroit Diesel | 6063-TK35 | 350 | 350 |  |  | 100 Lakeview Avenue | San Diego | 91977 | Bill Barsch
3549 | SD | SWVP Management Company Inc. |  | 2001 | 977113 | Emergency standby engine, Caterpillar, diesel engine, Model 3406C, S/N 1LSO1678, 519 bhp, EPA Tier 1 certified of engine family number 1CPXL14.6MRJ, equipped with turbocharger, aftercooler, driving a 350 KW generator. | Diesel | Caterpillar | 3406C DITA | 350 | 350 |  |  | 525 B Street | San Diego | 92101
3550 | SD | Taylor Woodrow Homes |  | 2001 | 977007 | Emergency standby engine, Cummins diesel engine, Model N14-G2, 535 bhp, EPA Tier 1 certified of engine family number YCEXL0855AAA, equipped with turbocharger, aftercooler, driving a 350 KW generator. | Diesel | Cummins | N14-G2 | 350 | 350 |  |  | 14799 Black Mountain Road | San Diego | 92653
3551 | SD | Teleglobe Communication Corp. |  | 2001 | 976342 | Emergency standby engine, Caterpillar diesel engine, Model 3516B DITA, 2885 bhp, EPA Tier 1 certified of engine family number 1CPXL78.1ERK, equipped with turbocharger, aftercooler, driving a 2000 KW generator. | Diesel | Caterpillar | 3516B DITA | 1923.3333 |  |  | 2885 | 8827 Complex Drive | San Diego | 92123
3552 | SD | The Sutherland Group Ltd. |  | 2001 | 976912 | Emergency standby engine, Caterpillar diesel engine, Model 3406, S/N 1LS01582, 449 bhp, turbocharged, aftercooled, driving a 300 KW generator. | Diesel | Caterpillar | 3406 | 300 | 300 |  |  | 9055 Balboa Ave. | San Diego | 92123
3553 | SD | Triad Therapeutics Inc. |  | 2002 | 977006 | Emergency standby engine, Caterpillar diesel engine, Model 3512B, 2155 bhp, EPA Tier 1 certified of engine family number 1CPXL58.6ERK, equipped with turbocharger, aftercooler, driving a 1500 KW generator. | Diesel | Caterpillar | 3512B | 1500 | 1500 |  |  | 9381 Judicial Drive | San Diego | 92121
3554 | SD | UCSD |  | 2001 | 976415 | Emergency standby engine, John Deere engine, Model 6081A, S/N RG 6081A129346, 347 bhp, EPA Tier 1 cetified, equipped with turbocharger, aftercooler, driving a 300 kW generator. | Diesel | John Deere | 6081A | 300 | 300 |  |  | 9500 Gilman Drive | La Jolla | 92093-0916 | Tom Moore
3555 | SD | Union Bank of California |  | 2001 | 976531 | Emergency standby engine, Caterpillar diesel engine, Model 3406, 519 bhp, equipped with turbocharger, driving a 350 KW generator. | Diesel | Caterpillar | 3406 | 350 | 350 |  |  | 8954 Rio San Diego Dr. | San Diego | 92108 | Pam Schmidt
3556 | SD | Unisys Corporation |  | 2001 | 976266 | Emergency Generator Caterpillar diesel engine Model 3516B, 3196 bhp, turbocharged, aftercooled. | Diesel | Caterpillar | 3516B | 2130.6667 |  |  | 3196 | 10850 Via Frontera | San Diego | 92127
3557 | SD | Unisys Corporation |  | 2001 | 976266 | Emergency Generator, Caterpillar diesel engine, Model 3516B, 3196 bhp, turbocharged, aftercooled, EPA family #1CPXL78.1ERK. | Diesel | Caterpillar | 3516B | 2130.6667 |  |  | 3196 | 10850 Via Frontera | San Diego | 92127 | Raymond M. Rice
3558 | SD | University of California San Diego |  | 2001 | 976883 | Emergency standby engine, Caterpillar diesel engine, Model 3512B, 1807 bhp, EPA Tier 1 certified of engine family number 1DDXL31.8XRE, equipped with turbocharger, aftercooler driving a 1250 KW generator. | Diesel | Caterpillar | 3512B | 1250 | 1250 |  |  | 9500 Gilman Drive | La Jolla | 92093 | Larry Oberti
3559 | SD | USMC Camp Pendleton |  | 2001 | 977083 | Emergency standby engine, Cummins diesel engine, Model QSM11-G2, 470 bhp, EPA Tier 1 certified of engine family number 1CEXL0661 AAC, equipped with turbocharger, aftercooler, driving a 300 KW generator. | Diesel | Cummins | QSM11-G2 | 300 | 300 |  |  | Highbay Warehouse Air Station Building 23194 | Camp Pendleton | 92055 | Ass't Chief of Staff-Environmental Security
3560 | SD | Vical Inc. |  | 2001 | 975865 | Emergency standby engine, Valley Detroit Diesel Allison diesel engine, Model 300DSE, 455 hp, driving a 300 kW generator. | Diesel | Detroit Diesel | 300DSE | 300 | 300 |  |  | 9373 Towne Centre Dr. | San Diego | 92121 | Anita Green
3561 | SD | Vulcan Material Western Division |  | 2001 | 976909 | One engine generator, Caterpillar diesel engine, Model D398, S/N 66B1076, 750 hp, equipped with turbocharger, aftercooler, and 4 degree retard, driving a 559 KW generator. | Diesel | Caterpillar | D398 | 750 | 750 |  |  | 3605 Dehesa Drive | El Cajon | 92019 | Tony Varisco
3562 | SD | Watson Wyatt |  | 2001 | 975913 | Emergency Generator Caterpillar diesel engine Model 3406 DITA, 587 hp, turbocharged, aftercooled, S/N to be determined. | Diesel | Caterpillar | 3406 DITA | 391.3333 |  | 587 |  | 12544 High Bluff Drive | San Diego | 92130
3563 | SD | Williams Communication LLC |  | 2001 | 976618 | Emergency standby engine, Caterpillar diesel engine, Model 3406, 499 bhp, equipped with turbocharger, driving a 300 KW generator. | Diesel | Caterpillar | 3406 | 300 | 300 |  |  | Mesa Rock Road and N. Center City Parkway | Escondido | 92026 | Andrew C. Livingston
3564 | SD | XO California Inc. |  | 2001 | 976285 | Emergency standby engine, Caterpillar diesel engine, Model 3508B, 1480 hp, driving a 1000 KW generator. | Diesel | Caterpillar | 3508B | 986.6667 |  | 1480 |  | 5771 Copley Drive | San Diego | 92111 | Richard Carrillo
3565 | SD | BAE Systems |  | 2002 | 978697 | Emergency standby engine, Detroit Diesel engine, Model R083-7K36, S/N 0734092, rated at 765 bhp, EPA certified of engine family number 2DDXL31.8XRE, equipped with turbocharger, driving a 510 KW generator. | Diesel | Detroit Diesel | R083-7K36 | 510 | 510 |  |  | 16250 Technology Place | San Diego | 92127 | Van-Anh T. Le
3566 | SD | Buena Sanitation District |  | 2002 | 978382 | Emergency Standby Engine: 765 BHP Detroit Diesel engine with turbocharging, aftercooling and a closed crankcase vent system, driving a 500 kW generator, Geenrator Set Model No. 8V2000--RO837K36 | Diesel | Detroit Diesel | R083-7K36 | 500 | 500 |  |  | 2080 S. Melrose Dr. | Vista | 92083
3567 | SD | Cancervax Corporation |  | 2002 | 977740 | Emergency standby engine, Detroit Diesel Model 6063-TK35, EPA Family Number YDDXL-12.7VGD, 490 BHP rated power, equipped with a turbocharger driving an electric emergency generator rated at 300 kW. | Diesel | Detroit Diesel | 6063-TK35 | 300 | 300 |  |  | 2110 Rutherford Rd. | Carlsbad | 92008
3568 | SD | Cingular Wireless |  | 2002 | 976981 | Emergency standby engine, Caterpillar diesel engine, Model 3508 DITA, 1480 bhp, EPA Tier 1 certified of engine family number 1CPXL15.8ESK, equipped with turbocharger, aftercooler, driving a 400 KW generator. | Diesel | Caterpillar | 3508 DITA | 400 | 400 |  |  | 9850 Distribution Ave. | San Diego | 92121
3569 | SD | Cymer Corporation |  | 2003 | 978908 | Emergency standby engine, Detroit Diesel model 12V4000, 2200 hp, turbocharged, aftercooled, lean burn, EPA Certification No. 2DDXL65-OGTE, BARB Certification No. U-R-007-0074, year of manufacture: 2002, engine serial number to be determined; 1500 kW generator. | Diesel | Detroit Diesel | 12V4000 | 1500 | 1500 |  |  | 17082 Thornmint Court | San Diego | 92127 | Mark Schwartzel
3570 | SD | Cymer Corporation |  | 2003 | 978909 | Emergency standby engine, Detroit Diesel model 12V4000, 2200 hp, turbocharged, aftercooled, lean burn, EPA Certification No. 2DDXL65-OGTE, BARB Certification No. U-R-007-0074, year of manufacture: 2002, engine serial number to be determined; 1500 kW generator. | Diesel | Detroit Diesel | 12V4000 | 1500 | 1500 |  |  | 17082 Thornmint Court | San Diego | 92127 | Mark Schwartzel
3571 | SD | Department of the Navy |  | 2002 | 977794 | Emergency standby engine, diesel powered. Make: Cummins, Model QSX15-G9, S/N TBD< BHP rating 755 BHP, equipped with a turbocharger and aftercooler, retarded, driving a 450 KW generator. | Diesel | Cummins | QSX15-G9 | 450 | 450 |  |  | Building # 210723 | Camp Pendleton | 92055
3572 | SD | DPR Construction Inc. |  | 2002 | 977775 | Emergency standby engine, diesel fueled. Make: Caterpillar. Model 3516B; S/N TBD, BHP rating 2881 BHP, equipped with a turbocharger, and aftercooler. Driving a 2000 KW generator. EPA certified family number: 1CPXL78.1ERK and CARB: U-R-1-136. | Diesel | Caterpillar | 3516B | 2000 | 2000 |  |  | 10675 John Jay Hopkins Dr. | San Diego | 92121
3573 | SD | Electronic Data Systems |  | 2002 | 977729 | One (1) Emergency Standby Engine, Caterpillar diesel engines, Model 3412 TA, 1186 hp, equipped with a turbocharger and aftercooler, driving a 800 KW generator. Environmental Protection Agency (EPA) Certification No. 1CPX-NR9-01-23; California Air Resources Board (CARB) Certification No. U-R-1-158. | Diesel | Caterpillar | 3412 TA | 800 | 800 |  |  | Naval Station 32nd St., Bldg. No. 3418 Surface Navy Blvd. | San Diego | 92136 | Madd J. Arresto
3574 | SD | Gateway |  | 2002 | 977397 | Emergency standby engine, Caterpillar, Model 3512 B, S/N OCM 00170, EPA/CARB certified numbers: CPX-NR9-01-02, 1 CPXL58.6 ERK; BHP rating 2154.9 BHP, equipped with a turbocharger and aftercooler, driving a 1500 KW generator. | Diesel | Caterpillar | 3512B | 1500 | 1500 |  |  | 14303 Gateway Place | Poway | 92064
3575 | SD | Gateway Pacific |  | 2002 | 977639 | Emergency standby engine, Detroit Diesel Model 12V4000; S/N 5262000951, BHP rating 2200 BHP, EPA certified, family number 1DDXL65.0XTE, equipped with a turbocharger and aftercooler, driving a 1500 KW generator. | Diesel | Detroit Diesel | 12V4000 | 1500 | 1500 |  |  | 215 Fireside Dr. | Oceanside | 92054
3576 | SD | Good and Roberts |  | 2002 | 977399 | Emergency standby engine, Detroit Diesel Spectrum MTU Model 400DSE, EPA certified number DDX-NR-01-06, S/N to be determined, BHP rating 635 BHP, equipped with a turbocharger, driving a 405 KW generator. | Diesel | Detroit Diesel | 400DSE | 405 | 405 |  |  | 1891 Rutherford Rd. | Carlsbad | 92008
3577 | SD | Isis Pharmaceuticals |  | 2002 | 978518 | Emergency standby engine, diesel fueled. Make: Caterpillar. Model 3412; S/N 81215486, BHP rating 1210 BHP, equipped with a turbocharger, and aftercooler. Driving a 750 KW generator. EPA certified family number: 1CPXL27.0MRS. | Diesel | Caterpillar | 3412 | 750 | 750 |  |  | 2282 Faraday Ave. | Carlsbad | 91978
3578 | SD | KSWB Inc. |  | 2002 | 978509 | Emergency standby engine, diesel fueled. Make: Detroit Diesel. Model 6063-TK35; BHP rating 490 BHP, equipped with a turbocharger and aftercooler. Driving a 300 KW generator. EPA certified family number: 2DDXL12.7VGD. | Diesel | Detroit Diesel | 6063-TK35 | 300 | 300 |  |  | 12183 Hwy 94 | Spring Valley | 91978
3579 | SD | Level 3 Communications LLC |  | 2002 | 976956 | Emergency standby engine, Caterpillar diesel engine, Model 3406TA, 449 bhp, EPA Tier 1 certified of engine family number 1CPXL14.6MRJ, equipped with turbocharger, aftercooler, driving a 300 KW generator. | Diesel | Caterpillar | 3406 TA | 300 | 300 |  |  | 36549 Old Hwy 80 | Pine V alley | 91962 | Charles McKiever
3580 | SD | Level 3 Communications LLC |  | 2003 | 976957 | Emergency standby engine, Caterpillar diesel engine, Model 3406TA, 449 bhp, EPA certified of engine family number 1 CPXL14.6MRJ, equipped with turbocharger, aftercooler, driving a 300 KW generator. | Diesel | Caterpillar | 3406 TA | 300 | 300 |  |  | 25480 Centre City Parkway | Escondido | 92025 | Charles McKiever
3581 | SD | Lowes HIW Inc. |  | 2002 | 978357 | Emergency standby engine, deisel fueled. Make: Detroit Diesel. Model 6063-TK35, S/N TBD, BHP rating 550 BHP, equipped with a turbocharger, and intercooler. Driving a 365 KW generator. | Diesel | Detroit Diesel | 6063-TK35 | 365 | 365 |  |  | 151 Vista Village Dr. | Vista | 92083
3582 | SD | Medcell Biologics LLC |  | 2002 | 978821 | Emergency standby engine, Detroit Diesel, Model 6063-TK35, S/N 06R0595491, rated at 550 bhp, EPA certified of engine family number 1DDEXL12.7VGD, equipped with turbocharger, driving a 350 KW generator. | Diesel | Detroit Diesel | 6063-TK35 | 350 | 350 |  |  | 10150 Meanly Dr. | San Diego | 92131 | Dennis Miller
3583 | SD | Nanogen Inc. |  | 2002 | 978741 | Emergency standby engine, Detroit Diesel engine, Model 6063TK35, S/N 71122, rated at 490 bhp, EPA Tier 1 certified of engine family number 1DDXL12.7VGD, equipped with turbocharger, driving a 300 KW generator. | Diesel | Detroit Diesel | 6063-TK35 | 300 | 300 |  |  | 10398 Pacific Center Court | San Diego | 92121 | George Picone
3584 | SD | Navy Region Southwest |  | 2002 | 978805 | Emergency standby engine, Cummins diesel engine, Model QSX15-G9, S/N J020424532, rated at 755 bhp, EPA Tier 1 certified of engine family number 1CEXl015.ABA, equipped with turbocharger, driving a 500 KW generator. | Diesel | Cummins | QSX15-G9 | 500 | 500 |  |  | Fleet ASW, Building 50 | San Diego | 92147 | Ros Majam
3585 | SD | Navy Region Southwest |  | 2002 | 978806 | Emergency standby engine, Cummins diesel engine, Model QSX15-G9, S/N J020403277, rated at 755 bhp, EPA Tier 1 certified of engine family number 1CEXl015.ABA, equipped with turbocharger, driving a 500 KW generator. | Diesel | Cummins | QSX15-G9 | 500 | 500 |  |  | Fleet ASW, Building 53 | San Diego | 92147 | Ros Majam
3586 | SD | Pacific Bell |  | 2002 | 977308 | Emergency standby engine, Caterpillar Model 3406 DITA BHP rating 519 BHP, equipped with turbocharger and aftercooled, driving a 350 KW generator | Diesel | Caterpillar | 3406 DITA | 350 | 350 |  |  | 7328 Trade St. | San Diego | 92121
3587 | SD | Pacific Bell |  | 2002 | 977307 | Emergency standby engine, Caterpillar, Model 3512 B, S/N OCM 00170, California Air Resources Board (ARB)/Environmental Protection Agency (EPA) certified numbers: U-R-1-135, 1CPXL58.6 ERK, BHP rating 2172 BHP, equipped with a turbocharger and aftercooler, driving a 1500 KW generator. | Diesel | Caterpillar | 3512B | 1500 | 1500 |  |  | 2225 Mission Avenue | Oceanside | 92054
3588 | SD | Pacific Bell |  | 2002 | 978008 | Emergency Engine: Caterpillar, Model 6412C DITA, 1186 BHP, diesel fired, turbocharged, aftercooled, driving an 800 kW electric generator. | Diesel | Caterpillar | 6412C DITA | 800 | 800 |  |  | 707 Stage Coach Lane | Fallbrook | 92028
3589 | SD | Palomar Community College District |  | 2002 | 977637 | Emergency standby engine, Cummins Natural Gas, Model GTA-855, S/N to be determined, BHP rating 330 BHP, turbocharged, aftercooled and retarded 4 degrees fuel injection; equipped with a 3-way catalytic converter brand Mine-X, and a closed loop air/fuel ratio controller brand Neutronics Mark IV. Driving a 330 kW generator. | Natural Gas | Cummins | GTA855 | 330 | 330 |  |  | 1140 W. Mission Rd. | San Marcos | 92069
3590 | SD | Park Place Homeowner Association |  | 2003 | 979184 | Emergency standby engine, Cummins diesel engine, Model QSX15-G9, S/N H020403271, rated at 755 bhp, EPA certified of engine family number YCEXL015.ABA, turbocharged, driving a 450 KW generator. | Diesel | Cummins | QSX15-G9 | 450 | 450 |  |  | 700 W. Harbor Dr. | San Diego | 92101
3591 | SD | San Diego City of Water Utilities |  | 2002 | 978310 | Emergency standby engine: Caterpillar Model 3412 DITA, turbocharged, aftercooled, 913 hp, lean burn, Tier 1 EPA and CARB Non-Road Emission Certified. Engine serial number and model year to be determined. | Diesel | Caterpillar | 3412 DITA | 608.6667 |  | 913 |  | 1061 Catalina Blvd. | San Diego | 92106
3592 | SD | San Diego Natural History Museum |  | 2002 | 978174 | Emergency standby engine: Detroit Diesel Model R083-7K36, EPA Family Number 2DDXL31.8XRE; EPA Certification No. DDX-NR9-02-04, manufactured in 2000; 765 BHP. | Diesel | Detroit Diesel | R083-7K36 | 510 |  |  | 765 | 1788 El Prado | San Diego | 92101
3593 | SD | San Diego Padres Baseball Club |  | 2002 | 978015 | Emergency engine: Cummins Model QST30-G1, 1135 BHP, diesel fired, turbocharged, aftercooled, driving a 750 kW electric generator. | Diesel | Cummins | QST30-G1 | 750 | 750 |  |  | 100 Park Avenue | San Diego | 92173
3594 | SD | San Diego Padres Baseball Club |  | 2002 | 978016 | Emergency engine: Cummins Model QST30-G1, 1135 BHP, diesel fired, turbocharged, aftercooled, driving a 750 kW electric generator. | Diesel | Cummins | QST30-G1 | 750 | 750 |  |  | 100 Park Avenue | San Diego | 92173
3595 | SD | SD State University |  | 2002 | 977645 | Emergency standby engine, Detroit Diesel/MTU. Model 12V-2000 G81; S/N to be assigened, BHP rating 1120 BHP, Environmental Protection Agency (EPA) Tierl 1 certified engine family number YDDXL31.8XRE, equipped with a turbocharger, driving a 836 KW generator. | Diesel | Detroit Diesel | 12V-2000 G81 | 836 | 836 |  |  | 5500 Campanile Dr. | San Diego | 92182
3596 | SD | Treo Development, Kettner LLC |  | 2002 | 977116 | Emergency standby engine, Cummins diesel engine, Model QSX15-G9, rated at 755 bhp, EPA Tier 1 certified of engine family number YCEXL015.ABA, equipped with turbocharger, aftercooler, driving a 450 KW generator. | Diesel | Cummins | QSX15-G9 | 450 | 450 |  |  | 1240 India St. | San Diego | 92101
3597 | SD | UCSD |  | 2002 | 977380 | Emergency standby engine, Caterpillar Model 3412C, S/N to be assigened, BHP rating 823 BHP, EPA Tier 1 certified engine family number YCPXL27.0MRS, equipped with a turbocharger and aftercooler, driving a 550 KW generator. | Diesel | Caterpillar | 3412C | 550 | 550 |  |  | 9500 Gilman Dr. | San Diego | 92093
3598 | SD | UCSD |  | 2002 | 978480 | Emergency standby engine: Caterpillar Model 3508B, 1480 hp, diesel fired, turbocharged, aftercooled, Engine Family 1CPXL34.5ERK; State of California Air Resources Board Executive Order U-R-1-134, serial number to be determined; generator 1000 kW. | Diesel | Caterpillar | 3508B | 1000 | 1000 |  |  | East Campus Utility Plant | La Jolla | 92093 | Larry Oberti
3599 | SD | UCSD |  | 2002 | 978745 | Emergency standby engine, Caterpillar diesel engine, Model 3508B DITA, rated at 1501 bhp, EPA certified of engine family number 1CPXL34.5ERK, equipped with turbocharger, aftercooler, driving a 1000 KW generator. | Diesel | Caterpillar | 3508B DITA | 1000 | 1000 |  |  | East Campus Utility Plant | La Jolla | 92093 | Larry Oberti
3600 | SD | UCSD |  | 2003 | 978624 | Emergency standby engine: Detroit Diesel Model 16V2000 G81 R163-7K36, S/N 5362002136, turbocharged, aftercooled, 1495 hp, lean burn, engine manufactured April 20, 2002, diesel fired, engine drives Kohler 1020 KW generator, Model 1000ROZD-4, S/N 735731. | Diesel | Detroit Diesel | R163-7K36 | 1020 | 1020 |  |  | 5675 Marian Way | San Diego | 92110 | Manion Roger
3601 | SD | US General Services Administration |  | 2003 | 978754 | Emergency engine: Caterpillar, Model 3512, 1800 BHP, diesel fired, turbocharged, aftercooled, driving a 1250 kW electric generator. | Diesel | Caterpillar | 3512 | 1800 | 1800 |  |  | 801 East San Ysidro Blvd. | San Ysidro | 92173
3602 | SD | US Naval Hospital |  | 2002 | 978210 | Emergency standby engine, diesel fueled, Make: Caterpillar. Model 3516B; S/N TBD, BHP rating 2847 BHP, equipped with a turbocharger and aftercooler. Driving a 2000 KW generator. | Diesel | Caterpillar | 3516B | 2000 | 2000 |  |  | 34580 Powerhouse Rd. | San Diego | 92134
3603 | SD | US Naval Hospital |  | 2002 | 978211 | Emergency standby engine, diesel fueled, Make: Caterpillar. Model 3516B; S/N TBD, BHP rating 2847 BHP, equipped with a turbocharger and aftercooler. Driving a 2000 KW generator. | Diesel | Caterpillar | 3516B | 2000 | 2000 |  |  | 34580 Powerhouse Rd. | San Diego | 92134
3604 | SD | Vical Inc. |  | 2002 | 978836 | Emergency standby engine, Detroit Diesel engine, model 6063MK35, rated at 490 bhp, EPA certified of engine family number 2DDXL12.7VGD, equipped with turbocharger, aftercooler, driving a 300 KW generator. | Diesel | Detroit Diesel | 6063-MK35 | 300 | 300 |  |  | 10390 Pacific Center Court | San Diego | 92121 | Anita Green
3605 | SD | Padre Dam Municipal Water District |  | 2003 | 979382 | Emergency standby engine, diesel fueled. Make: Caterpillar. Model 3456; S/N: TBD, BHP rating 764 BHP, turbocharged and aftercooled. Drives an electrical emergency generator rated at 500 kW. | Diesel | Caterpillar | 3456 | 500 | 500 |  |  | 9120 Carlton Oaks Dr. | Santee | 92071 | Frank Kowalski
3606 | SD | City of Oceanside |  | 2003 | 978702 | Emergency standby engine, diesel fueled. Make: Caterpillar, Model 3512B; S/N: CMC00495, BHP rating 2198 BHP; turbocharged and aftercfooled. Drives an electrical emergency generator rated at 1,500 kW. | Diesel | Caterpillar | 3512B | 1500 | 1500 |  |  | 3950 North River Road | Oceanside | 92054
3607 | SD | Sony Electronics Inc |  | 2003 | 979462 | Emergency standby engine, Caterpillar diesel engine, Model 3456 ATAAC, rated at 764 bhp, EPA certified of engine family number 3CPXL15.8ESK, turbocharged, aftercooled, driving a 500 KW generator. | Diesel | Caterpillar | 3456 ATAAC | 500 | 500 |  |  | 16530 Via Esprillo | San Diego | 92127 | Robert Dodds
3608 | SD | Oliverhain Municipal Water District |  | 2003 | 940962 | An emergency electrical engine-generator set: One (1) 465 BHP Cummins Diesel Engine, Model NTA 855 G2 with turbocharging and aftercooling, S/N 11517618, driving a Kohler generator, Model 200 ROZ271, S/N 252867, 300 kW. | Diesel | Cummins | NTA855-G2 | 300 | 300 |  |  | 16106 4S Ranch Parkway | San Diego | 92127 | George Briest
3609 | SD | Pacific Bell |  | 2003 | 979032 | Emergency standby engine, diesel fueled, Make: Caterpillar, model 3508B, serial no.: TBD, BHP rating 1,480 HP; turbocharged and aftercooled. Drives an electrical emergency generator rated at 1,000 kW. | Diesel | Caterpillar | 3508B | 1000 | 1000 |  |  | 3368 Harding St. | Carlsbad | 92008
3610 | SD | Pacific Bell |  | 2003 | 979031 | Emergency standby engine, diesel fueled. Make: Caterpillar, model 3412C, serial no.: TBD, BHP rating 1,186 hp, turbocharged and aftercooled. Drives an electrical emergency generator rated at 800 kW. | Diesel | Caterpillar | 3412C | 800 | 800 |  |  | 234 Indiana St. | Vista | 92084
3611 | SD | Pfizer |  | 2003 | 978705 | Emergency standby engine, diesel fueled. Make: Detroit Diesel. Model T123-7K36, serial no.: TBD, 2200 hp, turbocharged and aftercooled. Drives an electrical emergency generator rated at 1,500 kW. | Diesel | Detroit Diesel | T123-7K36 | 1500 | 1500 |  |  | 10777 Science Center Dr. | San Diego | 92121 | Diana M. Flynn
3612 | SD | Pfizer |  | 2003 | 978865 | Emergency standby engine, diesel fueled. Make: Detroit Diesel. Model T163-7K36, serial no.: TBD, 2935 hp, turbocharged and aftercooled. Drives an electrical emergency generator rated at 2,000 kW. | Diesel | Detroit Diesel | T163-7K36 | 2000 | 2000 |  |  | 10777 Science Center Dr. | San Diego | 92121 | Diana M. Flynn
3613 | SD | Pfizer |  | 2003 | 979286 | Emergency standby engine, diesel fueled. Make: Detroit Diesel, model T163-7K36, serial no.: TBD, BHP rating 2935 hp, turbocharged and aftercooled. Drives an electricasl emergency generator rated at 2,000 kW. | Diesel | Detroit Diesel | T163-7K36 | 2000 | 2000 |  |  | 10777 Science Center Dr. | San Diego | 92121 | Diana M. Flynn
3614 | SD | Lennar Intergulf LLC |  | 2003 | 979559 | Emergency standby engine, Cummins diesel engine, Model QSX15-G9, rated at 755 bhp, turbocharged, driving a 500 KW generator. | Diesel | Cummins | QSX15-G9 | 503.3333 |  |  | 755 | 300 West Beech Street | San Diego | 92101 | Joe Werner
3615 | SD | Lowes HIW Inc. |  | 2003 | 979689 | Emergency standby engine, Detroit Diesel engine, Model S60-4-Cycle, rated at 550 bhp, EPA certified of engine family number 3DDXL14.0VLD, turbocharged, driving a generator. | Diesel | Detroit Diesel | S60 | 366.6667 |  |  | 550 | 950 Eastlake Parkway | Chula Vista | 91914 | Jim Manion
3616 | SD | IDEC Pharmaceuticals |  | 2003 | 979339 | Emergency standby engine, Caterpillar diesel engine, Model 3508B DITA, rated at 1501 bhp, EPA certified of engine family number 1CPXL34.5ERK, equipped with turbocharger, aftercooler, driving a 1000 KW generator. | Diesel | Caterpillar | 3508B DITA | 1000 | 1000 |  |  | 3030 Callan Road | San Diego | 92121 | Joe Hess
3617 | SD | IDEC Pharmaceuticals |  | 2003 | 979338 | Emergency standby engine, Caterpillar diesel engine, Model 3508B DITA, rated at 1501 bhp, EPA certified of engine family number 1CPXL34.5ERK, equipped with turbocharger, aftercooler, driving a 1000 KW generator. | Diesel | Caterpillar | 3508B DITA | 1000 | 1000 |  |  | 3030 Callan Road | San Diego | 92121 | Joe Hess
3618 | SD | City of San Diego Metropolitan Wastewater Department |  | 2003 | 979684 | Emergency standby engine, Cummins engine, fueled with natural gas, Model GTA28-G5, rated at 770 bhp, turbocharged, aftercooled, equipped with DLC catalytic converter model 2DC47, and Neutronic Mark V Dual Channel Air/ Fuel Ration Controller of CARB certificate #B-20-I-EO, driving a 480 KW generator. | Diesel | Cummins | GTA28-G5 | 480 | 480 |  |  | 4918 Harbor Drive #201 | San Diego | 92106 | Skyla Wallmann
3619 | SD | San Diego County Credit Union |  | 2003 | 979691 | Emergency standby engine, Detroit Diesel engine, Model R123-7K36, rated at 1120 bhp, EPA certified of engine family number 2DDXL31.8XRE, turbocharged, driving a 750 KW generator. | Diesel | Detroit Diesel | R123-7K36 | 750 | 750 |  |  | 6545 Sequence Drive | San Diego | 92121 | Dick Platt
4000 | MB | AT&T Jamesburg Earth Station |  | 1993 | 7717 | Caterpillar Model 3508 Diesel Engine, S/N 6NA03319, With Turbocharger Aftercooler, And Four Degree Injection Timing Retardation Below Top Dead Center, 1220 BHp @ 1800 RPM, With Caterpillar Generator, 820 KW Output | Diesel | Caterpillar | 3508 | 820 | 820 |  |  | 37300 Comsat Road | Carmel Valley | 93924 |  |  | 8.17 | 0.38
4001 | MB | AT&T Jamesburg Earth Station |  | 1993 | 7712 | Caterpillar Model 3508 Diesel Engine, S/N 6NA03318, With Turbocharger Aftercooler, And Four Degree Injection Timing Retardation Below Top Dead Center, 1220 BHp @ 1800 RPM, With Caterpillar Generator, 820 KW Output | Diesel | Caterpillar | 3508 | 820 | 820 |  |  | 37300 Comsat Road | Carmel Valley | 93924 |  |  | 8.17 | 0.38
4002 | MB | Bud Antle, Inc. |  | 1995 | 8171A | Portable Detroit Diesel Model 9163-7416 Diesel Engine, Series 16V-149 TIB, S/N 16F0010779, 2700 BHp @1800 RPM, With Quad Turbochargers and Aftercoolers; And Generator, Serial #XB 3754459, 1900 KW Output | Diesel | Detroit Diesel | 9163-7416 | 1900 | 1900 |  |  | 315 Neponset Road | Marina | 93908 |  |  | 8.17 | 0.38
4003 | MB | Carmel Area Wastewater District |  | 1985 | 7750 | Detroit Diesel Model 8123-7305 Series 12V92T Diesel Engine, S/N 12VF001554, 703 BHp @ 1800 RPM, With Turbocharger, And Marathon Electric Company Magna One Generator, Model 502FDR8056GG-P587 W, Serial #NN3098048, 450 KW Output | Diesel | Detroit Diesel | 8123-7305 | 450 | 450 |  |  | Wastewater Treatment and Reclamation Plant, Influent Pump Station, 1/4 Mile West of Highway 1 on Carmel River | Carmel | 93923 |  |  | 11 | 0.53
4004 | MB | City of Santa Cruz-Water Pollution Control Facility |  |  | 7092 | Waukesha Enginator Power System. Waukesha Model L5792DSI Diesel Engine, S/N C-93604/1, 1436 BHp @ 1200 RPM, With Turbocharger, Aftercooler, And Four Degree Injection Timing Retardation Below Top Dead Center; And Kato Model VHP5900DSI Generator, Serial #93604/90111, 1000 KW Output | Diesel | Waukesha | L5792DSI | 1000 | 1000 |  |  | 110 California Street | Santa Cruz | 95060 |  |  | 12 | 0.53
4005 | MB | City of Santa Cruz-Water Pollution Control Facility |  | 1991 | 8320 | Waukesha F2896DSIU Diesel Engine, S/N 401540, 702 BHp @ 1800 RPM, With Natural Aspiration; And Waukesha Generator, Model VHP2900DSI, Serial #RU-19546, 400 KW Output | Diesel | Waukesha | F2896DSIU | 400 | 400 |  |  | California & Bay Street | Santa Cruz | 95060 |  |  | 8.17 | 0.38
4006 | MB | City of Watsonville-Wastewater Division |  | 1989 | 7701B | Caterpillar Model 3412 Diesel Engine, Serial # 81Z05869, City ID #M-ME-2, 890 BHp @ 1800 RPM, With Turbocharger and Aftercooler; And Newage Stamford Model SC 634 AL Generator, Serial #J9826/1, 600 KW Output. Located in the Energy Recovery Building. | Diesel | Caterpillar | 3412 | 600 | 600 |  |  | Wastewater Treatment Plant, 401 Panabaker Lane | Watsonville | 95076 |  |  | 8.17 | 0.38
4007 | MB | City of Watsonville-Wastewater Division |  | 1989 | 7702B | Caterpillar Model D398 Diesel Engine, Serial # 66B4690, City ID #M-ME-1, 970 BHp @ 1200 RPM, With Turbocharger and Aftercooler, And Kato Model 600 SR9D Generator, Serial #71868, 600 KW Output. Located in the Energy Recovery Building. | Diesel | Caterpillar | D398 | 600 | 600 |  |  | Wastewater Treatment Plant, 401 Panabaker Lane | Watsonville | 95076 |  |  | 8.17 | 0.38
4008 | MB | Community Hospital of the Monterey Peninsula |  | 1998 | 8255 | Caterpillar Model 3508 Diesel Engine, Serial # 23Z05914, 1337 BHp @ 1800 RPM, With Twin Turbochargers and Aftercooler; And Caterpillar Model SR-4 Generator, Serial #6NA03901, 930 KW Output | Diesel | Caterpillar | 3508 | 930 | 930 |  |  | 23625 Holman Highway | Monterey | 93950 |  |  | 8.17 | 0.38
4009 | MB | Community Hospital of the Monterey Peninsula |  | 1998 | 8256 | Caterpillar Model 3508 Diesel Engine, Serial # 23Z05919, 1337 BHp @ 1800 RPM, With Twin Turbochargers and Aftercooler; And Caterpillar Model SR-4 Generator, Serial #6NA03904, 930 KW Output | Diesel | Caterpillar | 3508 | 930 | 930 |  |  | 23625 Holman Highway | Monterey | 93950 |  |  | 8.17 | 0.38
4010 | MB | Community Hospital of the Monterey Peninsula |  | 1996 | 8300 | Caterpillar Model 3412 Diesel Engine, Serial # 81Z06739, 749 BHp @ 1800 RPM, With Turbocharger, Aftercooler, 4 Degree Timing Retardation and Positive Crankcase Ventilation; And Caterpillar Generator, Model SR/4, Serial #6FA04469, 500 KW Output | Diesel | Caterpillar | 3412 | 500 | 500 |  |  | Phase IV Generator Building, 23625 Holman Highway | Monterey | 93924 |  |  | 6.9 | 0.4
4011 | MB | Community Hospital of the Monterey Peninsula |  | 1999 | 10583 | Caterpillar Model 3512 DITA Diesel Engine, Serial # 24Z09148, 1818 BHp @ 1800 RPM, With Turbocharger and Aftercooler; And Caterpillar Generator, Model SR4B, Serial #4DM00760, 1250 KW Output. | Diesel | Caterpillar | 3512 DITA | 1250 | 1250 |  |  | 23625 Holman Highway | Monterey | 93950 |  |  | 8.17 | 0.38
4012 | MB | County of Monterey-Facilities and Construction-Jail Kitchen |  | 1992 | 7782 | Detroit Diesel Model DDC 655 Power System. Detroit Diesel Model 8163-7305 Diesel Engine, Series 16V-92T, Serial # 7A30789, 960 BHp @1800 RPM, With Twin Turbochargers, and Detroit Diesel Model 573RSL7032BP-297W Generator, Serial #YK3941722, 655 KW Output. Serves Main Jail. | Diesel | Detroit Diesel | 8163-7305 | 655 | 655 |  |  | 1410 Natividad Road | Salinas | 93906 |  |  | 8.17 | 0.38
4013 | MB | County of Monterey-Facilities and Construction-Main Jail |  | 1986 | 7783 | Caterpillar Model 3406 Diesel Engine, Serial #2WB02625, 458 BHp @ 1800 RPM, With Turbocharger And Aftercooler, And Caterpillar Model SR-4 Generator, Serial #6BA02056, 300 KW Output. Serves Main Jail. | Diesel | Caterpillar | 3406 | 300 | 300 |  |  | 1410 Natividad Road | Salinas | 93906 |  |  | 11 | 0.53
4014 | MB | County of Monterey-Facilities and Construction-Public Safety Building |  | 1986 | 7784 | Caterpillar Model 3406 Diesel Engine, Serial #2WB04133, 544 BHp @ 1800 RPM, With Turbocharger and Aftercooler, and Caterpillar Model SR-4 Generator, Serial #2WD00849, 300 KW Output. Serves Sheriff's Public Safety Building. | Diesel | Caterpillar | 9406 | 300 | 300 |  |  | 1414 Natividad Road | Salinas | 93906 |  |  | 11 | 0.53
4015 | MB | Driscoll Strawberry Associates, Inc. |  | 1995 | 8830 | Caterpillar Model 3512 DITA Diesel Engine, Serial # 24Z06478, 1818 BHp @ 1800 RPM, With Turbocharger and Aftercooler; And Caterpillar Generator, Model SR-4, Serial #6PA02328, 1250 KW Output. | Diesel | Caterpillar | 3512 DITA | 1250 | 1250 |  |  | 1750 San Juan Road | Watsonville | 95076 |  |  | 8.17 | 0.38
4016 | MB | Granite Rock Co. |  | 1992 | 8123A | Caterpillar Model 3512 Diesel Engine, Serial #24Z02409, 1809 BHp @ 1800 RPM, With Twin Turbochargers and Aftercoolers; And Magnamax Model 742FSM2528AW W Electrical Generator, Serial #UK 19-52983-9/23, 1250 KW Output. | Diesel | Caterpillar | 3512 | 1250 | 1250 |  |  | Wilson Quarry, Quarry Road | Aromas | 95004 |  |  | 8.17 | 0.38
4017 | MB | Household Credit Services |  | 1991 | 7554 | Kato Engineering Diesel Engine/ Generator Set Powered by a Caterpillar Model 3516 STD Diesel Engine, Serial #4XF00300, Equipped With Turbocharger, Aftercooler, And Retarded Timing, Rated at 2847 HP. | Diesel | Caterpillar | 3516 STD | 2000 | 2000 |  |  | 1441 Schilling Place | Salinas | 93901 |  |  | 8.17 | 0.38
4018 | MB | Integrated Device Technology, Inc. |  | 1994 | 7745A | Cummins Model VTA28-G5 Diesel Engine, Serial #E9685230, 900 BHp @ 1800 RPM, With Turbocharger, Aftercooler, And -0.0735 Retard Timing; And Cummins/Onan Model 600DFGB Generator, Serial #I940556322, 600 KW Outpu. | Diesel | Cummins | VTA28-G5 | 600 | 600 |  |  | 1566 Moffett Street | Salinas | 93905 |  |  | 8.17 | 0.38
4019 | MB | Monterey Bay Aquarium |  | 1994 | 7469A | Caterpillar Model 3516 DITA Diesel Engine, Serial Serial #25Z03755, 2168 BHp @ 1800 RPM, Equipped with Quad Turbochargers & Aftercoolers, Positive Crankcase Ventilation, And Factory Set Injection Timing Retardation of Four Degrees Below Top Dead Center; And Caterpillar Model SR-4 Generator, Serial #6AA01785, 1500 KW Output. | Diesel | Caterpillar | 3516 DITA | 1500 | 1500 |  |  | 886 Cannery Row | Monterey | 93940 |  |  | 8.17 | 0.38
4020 | MB | Monterey Regional Water Pollution Control Agency |  | 1995 | 7898A | Caterpillar Model 3512 Diesel Engine, Serial #24Z02827, 1636 BHp @ 1800 RPM, With Turbocharger and Aftercooler; And Caterpillar Generator, Serial #GPA01236, 1,100 KW Output | Diesel | Caterpillar | 3512 | 1100 | 1100 |  |  | 14811 Del Monte Blvd. | Marina | 93933 |  |  | 8.17 | 0.38
4021 | MB | Monterey Regional Water Pollution Control Agency- Chlorine Facility |  | 1997 | 7945 | Caterpillar Model 3406 Diesel Internal Combustion Engine, Serial No. 4ZR01723, 449 BHp @ 1800 RPM, With Turbocharger and Aftercooler; And Caterpillar Model SR-4B Generator, Serial No. 9CR00763, 300 KW Output | Diesel | Caterpillar | 3406 | 300 | 300 |  |  | Chlorine Facility, 14811 Del Monte Blvd. | Marina | 93908 |  |  | 6.9 | 0.4
4022 | MB | MCI Worldcom |  | 1999 | 9823 | Caterpillar Model 3512 Diesel Engine, 2172 BHp @ 1819 RPM, Serial #6WN00365, With Quad Turbochargers and Aftercooler; And Caterpillar Model SR4B Generator, Serial #7GM00696, 1500 KW Output | Diesel | Caterpillar | 3512 | 1500 | 1500 |  |  | 514 Salinas Road | Watsonville | 95076 |  |  | 8.17 | 0.38
4023 | MB | Carmel Area Wastewater District |  | 1994 | 7749 | Detroit Diesel Model 8163-7416 Diesel Engine, Serial #7A42783, 1232 BHp @ 1800 RPM, With Turbocharger, And Marathon Electric Company Generator, Model 750ROZD71, Serial #1CGM02079, 750 KW Output | Diesel | Detroit Diesel | 8163-7416 | 750 | 750 |  |  | Wastewater Treatment and Reclamation Plant, Influent Pump Station, 1/4 Mile West of Highway 1 on Carmel River | Carmel | 93923 |  |  | 8.17 | 0.38
4024 | MB | Soledad Correctional Training Facility |  | 1994 | 8059A | Caterpillar Model 3406C Diesel Engine, Serial #4PM00145, 449 BHp @ 1800 RPM, with Turbocharger, Aftercooler, & Positive Crankcase Ventilation; and Caterpillar Model SR-4B Generator, Serial #4LM00517, 300 KW Output | Diesel | Caterpillar | 3406C | 300 | 300 |  |  | Wastewater Treatment Plant Headworks, Highway 101 | North of Soledad | 93960 |  |  | 8.17 | 0.38
4025 | MB | Soledad Correctional Training Facility |  | 1995 | 8277B | Caterpillar Model 3516 DITA Diesel Engine, Serial #25Z04527, 2168 BHp @ 1800 RPM, With Quad Turbochargers & Aftercoolers, Positive Crankcase Ventilation; And Caterpillar Model SR-4 Generator, Serial #2HN00503, 1500 KW Output | Diesel | Caterpillar | 3516 DITA | 1500 | 1500 |  |  | Highway 101 | North of Soledad | 93960-0686 | Bob Lockwood (ext. 2442) | (408) 678-3951 | 8.17 | 0.38
4026 | MB | Soledad Correctional Training Facility |  | 1990 | 8278B | Caterpillar Model 3516 DITA Diesel Engine, Serial #25Z04529, 2168 BHp @ 1800 RPM, With Quad Turbochargers & Aftercoolers, Positive Crankcase Ventilation; And Caterpillar Model SR-4 Generator, Serial #2HN00505, 1500 KW Output | Diesel | Caterpillar | 3516 DITA | 1500 | 1500 |  |  | Highway 101 | North of Soledad | 93960-0686 | Bob Lockwood (ext. 2442) | (408) 678-3951 | 8.17 | 0.38
4027 | MB | Hazel Hawkins Memorial Hospital |  | 1990 | 6751 | Caterpillar Model SR-4 Electrical Generator Rated at 600 kW, Serial No. 6FA08160, Driven by a Caterpillar Model 3412 Diesel Engine, Serial No. 81Z13136, Equipped with Turbocharger and Aftercooler, Rated at 890 BHp @ 1800 RPM | Diesel | Caterpillar | 3412 | 600 | 600 |  |  | 911 Sunset Dr. | Hollister | 95023 |  |  | 8.17 | 0.38
4028 | MB | Hazel Hawkins Memorial Hospital |  | 1993 | 6752 | Caterpillar Model SR-4 Electrical Generator Rated at 500 kW, Serial No. 5NA07349, Driven By a Caterpillar Model 3412 Diesel Engine, Serial No. 81Z11013, Equipped with Turbocharger and Aftercooler, Rated at 749 BHp @ 1800 RPM | Diesel | Caterpillar | 3412 | 500 | 500 |  |  | 911 Sunset Dr. | Hollister | 95023 |  |  | 8.17 | 0.38
4029 | MB | Salinas Valley State Prison |  | 1994 | 8054 | Caterpillar Model 3408B Diesel Engine, Serial #78Z05312, 603 BHp @ 1800 RPM, With Turbocharger, Aftercooler, & Positive Crankcase Ventilation; and Caterpillar Model SR-4 Generator, Serial #6DA03956, 400 KW Output. Serves Central Health Facility. | Diesel | Caterpillar | 3408B | 400 | 400 |  |  | Building 613, Highway 101 | Soledad | 93960-1020 | Dean Barchacky | (831)678-5500 x5857 | 8.17 | 0.38
4030 | MB | Salinas Valley State Prison |  | 1994 | 8055 | Caterpillar Model 3408B Diesel Engine, Serial #78Z05313, 603 BHp @ 1800 RPM, With Turbocharger, Aftercooler, & Positive Crankcase Ventilation; and Caterpillar Model SR-4 Generator, Serial #6DA03957, 400 KW Output. Serves Central Health Facility. | Diesel | Caterpillar | 3408B | 400 | 400 |  |  | Building 613, Highway 101 | Soledad | 93960-1020 | Dean Barchacky | (831)678-5500 x5857 | 8.17 | 0.38
4031 | MB | Salinas Valley State Prison |  | 1994 | 8056 | Caterpillar Model 3516 DITA Diesel Engine, Serial #4XF00565, 2847 BHp @ 1800 RPM, With Twin Turbochargers and Aftercoolers, Positive Crankcase Ventilation, and Four Degree Injection Timing Retard; And Kato Engineering Generator, Serial #11129-01, 2000 KW Output. Serves Main Site. | Diesel | Caterpillar | 3516 DITA | 2000 | 2000 |  |  | Building 612, Highway 101 | Soledad | 93960-1020 | Dean Barchacky | (831)678-5500 x5857 | 8.17 | 0.38
4032 | MB | Salinas Valley State Prison |  | 1994 | 8057 | Caterpillar Model 3516 DITA Diesel Engine, Serial #4XF00564, 2847 BHp @ 1800 RPM, With Twin Turbochargers and Aftercoolers, Positive Crankcase Ventilation, and Four Degree Injection Timing Retard; And Kato Engineering Generator, Serial #11129-02, 2000 KW Output. Serves Main Site. | Diesel | Caterpillar | 3516 DITA | 2000 | 2000 |  |  | Building 612, Highway 101 | Soledad | 93960-1020 | Dean Barchacky | (831)678-5500 x5857 | 8.17 | 0.38
4033 | MB | Salinas Valley Memorial Hospital |  | 1987 | 7887A | Detroit Diesel Model 8163-7305 Diesel Engine, Series 16V-92T, 960 BHp @ 1800 RPM, With Turbocharger; and Magna Max Generator, Model 573RSL2048A-P225W, Serial #3343446, 655 KW Output. | Diesel | Detroit Diesel | 8163-7305 | 655 | 655 |  |  | Chiller Yard, 450 East Romie Lane | Salinas | 93908 |  |  | 11 | 0.53
4034 | MB | Salinas Valley Memorial Hospital |  | 1987 | 7889A | Kohler Model 750ROZD77 Power System, Serial #282639. Detroit Diesel Model 8083-7405 Diesel Engine, Series 16V-92TA, 1232 BHp @ 1800 RPM, With Twin Turbochargers & Aftercoolers, And Positive Crankcase Ventilations; And Kohler Generator, Model 573RSL205 2BP, Serial #XD3798104, 750 KW Output. | Diesel | Detroit Diesel | 8083-7405 | 750 | 750 |  |  | Loading Dock, 450 East Romie Lane | Salinas | 93908 |  |  | 11 | 0.53
4035 | MB | Pebble Beach Co.- The Inn at Spanish Bay |  | 1997 | 9910 | Caterpillar Model 3408 Diesel Engine, 603 BHp @ 1800 RPM, Serial #78Z02268, With Turbocharger and Aftercooler; and Caterpillar Model SR-4 Generator, Serial #6DA01278, 400 KW Output. | Diesel | Caterpillar | 3408 | 400 | 400 |  |  | The Inn at Spanish Bay, 2700 Seventeen Mile Drive | Pebble Beach | 93953 |  |  | 6.9 | 0.4
4036 | MB | Pebble Beach Co.- The Lodge at Pebble Beach |  | 1997 | 9916 | Caterpillar Model 3412 Diesel Engine, 896 BHp @ 1800 RPM, Serial #81Z20788, With Twin Turbochargers and Aftercooler; And Caterpillar Model SR-4B Generator, Serial #4SJ00908, 600 KW Output. | Diesel | Caterpillar | 3412 | 600 | 600 |  |  | The Lodge at Pebble Beach (Behind the Market) Seventeen Mile Drive (x Cypress Drive) | Pebble Beach | 93953 |  |  | 8.17 | 0.38
4037 | MB | Pebble Beach Co. |  | 1999 | 9918 | Caterpillar Model 3412 Diesel Engine, Serial #81Z23368, 896 BHp @ 1800 RPM, With Twin Turbochargers and Aftercooler; And Caterpillar Model SR-4B Generator, Serial #9FG01685, 600 KW Output. | Diesel | Caterpillar | 3412 | 600 | 600 |  |  | Casa Palmero, 1518 Cypress Drive (x Palmero Way) | Pebble Beach | 93953 |  |  | 8.17 | 0.38
4038 | MB | Pacific Bell |  | 1997 | 9170 | Caterpillar Model 3512 Diesel Engine, Serial #24Z08135, 1586 BHp @ 1800 RPM, With Twin Turbochargers & Aftercooler, Four Degree Injection Timing Retard, Positive Crankcase Ventilation, And Caterpillar Model SR-4B Generator, Serial #3BM00619, 1100 KW Output. | Diesel | Caterpillar | 3512 | 1100 | 1100 |  |  | 340 Pajaro Street | Salinas | 93901 |  |  | 8.17 | 0.38
4039 | MB | Naval Postgraduate School |  | 1989 | 7682 | Electro-Motive Diesel Engine, Model L16-645F4B, Serial #88MI-1003, Equipped with Turbocharger, and Aftercooler, 3400 Hp @ 900 RPM, and Baylor Generator, Model 6855MTV-323, Serial #KJ-65MTV01-B, 2500 KW Output. | Diesel | Electro-Motive | L16-645F4B | 2500 | 2500 |  |  | Naval Postgraduate School, Building 708 | Monterey | 93943 |  |  | 8.17 | 0.38
4040 | MB | Natividad Medical Center |  | 1995 | 8043A | Bayside Equipment Company Power System, Serial #20054. Detroit Diesel Engine, Series 12V-149TI, 1178 BHp @ 1800 RPM, With Quad Turbochargers and Aftercoolers; And Generator, 800 KW Output. | Diesel | Detroit Diesel | 12V-149TI | 800 | 800 |  |  | 1330 Natividad Road (Storage Yard Adjacent To Boiler Room) | Salinas | 93908 |  |  | 8.17 | 0.38
4041 | MB | Natividad Medical Center |  | 1997 | 8263 | Caterpillar Model 3516 Diesel Internal Combustion Engine, Serial No. 25Z04884, 2, 518 BHp @ 1800 RPM, With Turbocharger and Aftercooler; and Caterpillar Model SR-4B Generator, Serial No. 5WN00584, 1750 KW Output. | Diesel | Caterpillar | 3516 | 1750 | 1750 |  |  | Building H, 1441 Constitution Blvd. | Salinas | 93908 |  |  | 8.17 | 0.38
4042 | MB | Natividad Medical Center |  | 1997 | 8264 | Caterpillar Model 3516 Diesel Internal Combustion Engine, Serial No. 25Z04886, 2, 518 BHp @ 1800 RPM, With Turbocharger and Aftercooler; and Caterpillar Model SR-4B Generator, Serial No. 5WN00586, 1750 KW Output. | Diesel | Caterpillar | 3516 | 1750 | 1750 |  |  | Building H, 1441 Constitution Blvd. | Salinas | 93908 |  |  | 8.17 | 0.38
4043 | MB | County of Monterey- Facilities and Construction- Youth Center |  | 1996 | 10360 | Caterpillar Model 3406 Diesel Engine, Serial #4PM00415, 439 BHp @ 1800 RPM, With Turbocharger and Aftercooler; and Caterpillar Model SR-4 Generator, Serial #4LM00605, 300 KW Output. | Diesel | Caterpillar | 3406 | 300 | 300 |  |  | Youth Center, 970 Circle Drive | Salinas | 93908 |  |  | 6.9 | 0.4
4044 | MB | Silicon Systems, Inc. (Texas Instruments) |  | 1985 | 7032 | Emergency Generator #2, Cummins Model VTA-1710-G Diesel Engine, Series #37107786, Equipped with Turbocharger and Aftercooler, 760 BHp @ 1800 RPM, 500 KW Output. Located in Generator Pit on East Side of Building. | Diesel | Cummins | VTA1710-G | 500 | 500 |  |  | 2300 Delaware Avenue | Santa Cruz | 95060 |  |  | 11 | 0.53
4045 | MB | Silicon Systems, Inc. (Texas Instruments) |  | 1991 | 7476 | Emergency Generator #4, Cummins/Onan Model 750 DFJA Power System, Serial #K930525656. Cummins Model KTA 38-G1 Diesel Engine, Serial BHp @ 1800 RPM; And Onan Generator, Serial #CO37734/02, 750 KW Output. Located on North Side of Building in Scrubber Yard. | Diesel | Cummins | KTA 38-G1 | 750 | 750 |  |  | 2300 Delaware Avenue | Santa Cruz | 95060 |  |  | 8.17 | 0.38
4046 | MB | Silicon Systems, Inc. (Texas Instruments) |  | 1991 | 7033 | Emergency Generator #3, Kohler Model 800ROZD Power System, Detroit Diesel Model 16V-92TA Diesel Engine, Serial #276564, Equipped with Twin Turbochargers and Aftercooler, 1232 BHp @ 1800 RPM, 800 KW Output. Located on North Side of Building. | Diesel | Detroit Diesel | 16V-92TA | 800 | 800 |  |  | 2300 Delaware Avenue | Santa Cruz | 95060 |  |  | 8.17 | 0.38
4047 | MB | Silicon Systems, Inc. (Texas Instruments) |  | 1996 | 8408 | Holec UPS System #6, Serial #393260-2. Cummins Model KTA 50-G3 Diesel Engine, Serial #33132262, Equipped with Twin Turbochargers & Aftercoolers, and Minimum Four Degree Injection Timing Retardation Below Top Dead Center, 1850 BHp @ 1800 RPM; And Newage Stamford Generator, Serial #C042901/01, 1000 KW Output. Located On Southeast Lawn. | Diesel | Cummins | KTA50-G3 | 1000 | 1000 |  |  | 2300 Delaware Avenue | Santa Cruz | 95060 |  |  | 8.17 | 0.38
4048 | MB | Silicon Systems, Inc. (Texas Instruments) |  | 1996 | 8407 | Holec UPS System #5, Serial #393260-1. Cummins Model KTA 50-G3 Diesel Engine, Serial #33132258, Equipped with Twin Turbochargers & Aftercoolers, and Minimum Four Degree Injection Timing Retardation Below Top Dead Center, 1850 BHp @ 1800 RPM; And Newage Stamford Generator, Serial #C043067/01, 1000 KW Output. Located On Southeast Lawn. | Diesel | Cummins | KTA50-G3 | 1000 | 1000 |  |  | 2300 Delaware Avenue | Santa Cruz | 95060 |  |  | 8.17 | 0.38
4049 | MB | Silicon Systems, Inc. (Texas Instruments) |  | 1996 | 7035A | Holec UPS System #4, Serial #393184-02. Cummins Model KTA 38-G3 Diesel Engine, Serial #33125015, Equipped With Twin Turbochargers & Aftercoolers, And Minimum Four Degree Injection Timing Retardation Below Top Dead Center 1220 BHp @ 1800 RPM; and Newage Stamford Generator, Serial #C035097/01, 800 KW Output. Located on Northwest Lawn. | Diesel | Cummins | KTA38-G3 | 800 | 800 |  |  | 2300 Delaware Avenue | Santa Cruz | 95060 |  |  | 8.17 | 0.38
4050 | MB | Silicon Systems, Inc. (Texas Instruments) |  | 1996 | 7034A | Holec UPS System #3, Serial #393184-01. Cummins Model KTA 38-G3 Diesel Engine, Serial #33124881, Equipped With Twin Turbochargers & Aftercoolers, And Minimum Four Degree Injection Timing Retardation Below Top Dead Center 1220 BHp @ 1800 RPM; and Newage Stamford Generator, Serial #C035096/01, 800 KW Output. Located on Northwest Lawn. | Diesel | Cummins | KTA38-G3 | 800 | 800 |  |  | 2300 Delaware Avenue | Santa Cruz | 95060 |  |  | 8.17 | 0.38
4051 | MB | Silicon Systems, Inc. (Texas Instruments) |  | 1993 | 7036A | Holec UPS System #2, Serial #393185-02. Cummins Model KTA 50-G3 Diesel Engine, Serial #33125210, Equipped with Twin Turbochargers & Aftercoolers, and Minimum Four Degree Injection Timing Retardation Below Top Dead Center, 1635 BHp @ 1800 RPM; And Newage Stamford Generator, Serial #C035098/01, 960 KW Output. Located on Souteast Lawn. | Diesel | Cummins | KTA50-G3 | 960 | 960 |  |  | 2300 Delaware Avenue | Santa Cruz | 95060 |  |  | 8.17 | 0.38
4052 | MB | Silicon Systems, Inc. (Texas Instruments) |  | 1993 | 7037A | Holec UPS System #1, Serial #393185-01. Cummins Model KTA 50-G3 Diesel Engine, Serial #33125216, Equipped with Twin Turbochargers & Aftercoolers, and Minimum Four Degree Injection Timing Retardation Below Top Dead Center, 1635 BHp @ 1800 RPM; And Newage Stamford Generator, Serial #C035099/01, 960 KW Output. Located on Souteast Lawn. | Diesel | Cummins | KTA 50-G3 | 960 | 960 |  |  | 2300 Delaware Avenue | Santa Cruz | 95060 |  |  | 8.17 | 0.38
4053 | MB | Alisal Water Corp. |  | 1994 | 7687 | Caterpillar Model 3406 Diesel Engine, Serial #75Z00871, 450 BHp @ 1800 RPM, With Turbocharger and Aftercooler, And Caterpillar Model SR-4 Generator, Serial #6BA00579, 310 KW Output | Diesel | Caterpillar | 3406 | 310 | 310 |  |  | Alisal Well, Rear of Alisal High School via Burke St. Dirt Access | Salinas | 93908 |  |  | 8.17 | 0.38
4054 | MB | Alisal Water Corp. |  | 1994 | 7688 | Beloit Power System, Serial #504334R9. Detroit Diesel Model 12V71T Diesel Engine, 450 BHP @ 1800 RPM, With Twin Turbochargers, and Generator, 300 KW Output. | Diesel | Detroit Diesel | 12V-71T | 300 | 300 |  |  | 706 Las Casitas Drive | Salinas | 93906 |  |  | 8.17 | 0.38
4055 | MB | Asilomar Conference Center |  | 1993 | 8983A | Caterpillar Diesel Engine, Model D-379A, Serial #68B728, 560 BHP @ 1200 RPM, With Turbocharger, Aftercooler, and Factory Set Injection Timing At 12 Degrees BTDC; And Generator, 500 KW Output. | Diesel | Caterpillar | D-379A | 500 | 500 |  |  | 800 Asilomar Boulevard | Pacific Grove | 93950 |  |  | 8.17 | 0.38
4056 | MB | CSU Monterey Bay |  | 1996 | 8781 | Caterpillar Model 3406 DITA Diesel Engine, Serial #4ZR01636, 587 BHp @ 1800 RPM, With Turbocharger and Aftercooler; and Caterpillar Model SR-4B Generator, Serial #9DR01184, 400 KW Output | Diesel | Caterpillar | 3406 DITA | 400 | 400 |  |  | Adjacent to Buildings 41 & 43, 6th Avenue & B Street | Seaside | 95060 |  |  | 6.9 | 0.4
4057 | MB | California Water Service Co. |  | 1999 | 9942 | Onan Model 400DFCE Generator Set. Cummins Model NTA855-G5 Diesel Internal Combustion Engine, Serial No. 33072, 605 BHp @ 1800 RPM, With Turbocharger and Aftercooler; and Onan Model DFCE 3381354 Generator 400 KW Output. | Diesel | Cummins | NTA855-G5 | 400 | 400 |  |  | Pump Station 16, Natividad Road (x Alvin Drive) | Salinas | 93908 |  |  | 6.9 | 0.4
4058 | MB | Canadaigua Wine Co. |  | 1994 | 7273A | Catepillar Model 3406B Diesel Engine, Serial #2WB06690, 534 BHp @ 1800 RPM, With Turbocharger and Aftercooler; and Generator, 350 KW Output. | Diesel | Caterpillar | 3406B | 350 | 350 |  |  | 800 South Alta Street | Gonzales | 93926 |  |  | 8.17 | 0.38
4059 | MB | City of Hollister |  | 1990 | 7904A | Cummins Model VT12-635-GS Diesel Engine, Serial No. 69128, 574 HP @ 1800 RPM, With Turbocharger; And Onan Electrical Generator, Model 00.0DVF-16R/14284E, Serial No. 0374786689, 400 KW Output. | Diesel | Cummins | VT12-635-GS | 400 | 400 |  |  | 1221 South Street | Hollister | 95023 |  |  | 8.17 | 0.38
4060 | MB | City of Holister |  | 1996 | 8326 | Caterpillar Model 3412 Diesel Engine, Serial #81Z20748, 749 HP @ 1800 RPM, With Turbocharger and Aftercooler; and Catepillar Generator, 500 KW Output. Trailer Mounted. | Diesel | Caterpillar | 3412 | 500 | 500 |  |  | 952 San Felipe Road | Hollister | 95023 |  |  | 6.9 | 0.4
4061 | MB | City of Pacific Grove |  | 1987 | 9151 | Caterpillar Model 3406 DITA Diesel Engine, Serial #4ZR02471, 519 BHP @ 1800 RPM, With Turbocharger and Aftercooler; And Caterpillar Generator, 350 KW Output | Diesel | Caterpillar | 3406 DITA | 350 | 350 |  |  | Behind Police Station, 580 Pine Avenue | Pacific Grove | 93950 |  |  | 11 | 0.53
4062 | MB | City of Santa Cruz- Public Works Department |  | 1993 | 8027 | US Motors Corporation Model DDW600 Power System, Serial #341363. Detroit Diesel Model 8123-7416 Diesel Engine, Series 12V-92TA, Serial #12VF005972, 947 BHp @ 1800 RPM, With Twin Turbochargers And Aftercoolers; And Marathon Electric Magna Max Model 573RSL2048BPW Generator, Serial #XM 3844458, 600 KW Output. | Diesel | Detroit Diesel | 8123-7416 | 600 | 600 |  |  | Near Lagoon, End of Chestnut Street Near Railroad Tracks | Santa Cruz | 95060 |  |  | 8.17 | 0.38
4063 | MB | City of Santa Cruz- Water Department |  | 1989 | 7910 | US Motors Corporation Power System. Cummins Model VTA 28-G2 Diesel Engine, Serial #37112845, 900 BHp @ 1800 RPM, With Twin Turbochargers and Aftercoolers, and Marathon Model 573RSL2052A-P312W Generator, Serial #TD3371567, 600 KW Output. | Diesel | Cummins | VTA28-G2 | 600 | 600 |  |  | 715 Graham Hill Road | Santa Cruz | 95060 |  |  | 8.17 | 0.38
4064 | MB | City of Scotts Valley |  | 1996 | 8502 | Caterpillar Model 3412C DITA Diesel Engine, Serial #2WJ00301, With Quad Turbochargers and Aftercoolers, 1109 BHp @ 1800 RPM; and Caterpillar Model SR4 Generator, 750 KW Output. | Diesel | Caterpillar | 3412C DITA | 750 | 750 |  |  | Wastewater Treatment Plant, 700 Lundy Lane | Scotts Valley | 95066 |  |  | 8.17 | 0.38
4065 | MB | City of Watsonville- Wastewater Division |  | 1987 | 8926 | DMT Corporation Model DMT-500CA2 Power System, Serial #203362-1. Cummins Model KTA19-G4 Diesel Engine, 755 BHp @ 1800 RPM, Serial #37171679, With Turbocharger and Aftercooler; and Marathon Model 433PSL1370 Generator, Serial #LM-221864-0896, 500 KW Output. | Diesel | Cummins | KTA19-G4 | 500 | 500 |  |  | Pajaro Village Storm Water Pump Station, Salsipuedes Creek Levee West of Lakeview Road | Watsonville | 95076 |  |  | 11 | 0.53
4066 | MB | City of Watsonville- Wastewater Division |  | 1999 | 10039 | Cummins Model VTA28-G5 Diesel Engine, 900 HP @ 1800 RPM, Serial# 25238072, With Turbocharger and Aftercooler; and Synergy International Generator, Serial #99-208830-1, 600 KW Output. | Diesel | Cummins | VTA28-G5 | 600 | 600 |  |  | Storm Water Pump Station #12, 100 East Front Street (x Union Street) | Watsonville | 95076 |  |  | 8.17 | 0.38
4067 | MB | City of Watsonvillle- Water Department |  | 1990 | 7883 | Portable Caterpillar Model 3406B DI Diesel Engine, Serial #2WB11373, 534 BHp @ 1800 RPM, With Turbocharger and Aftercooler, and Caterpillar Model SR-4 Generator, Serial #9GF02790, 350 KW Output | Diesel | Caterpillar | 3406B DI | 350 | 350 |  |  | Various Locations Within Watsonville & Vicinity | Watsonville | 95076 |  |  | 8.17 | 0.38
4068 | MB | City of Watsonville- Water Department |  | 1994 | 7884 | Kohler Model 400ROZD71 Power System, Serial #354963. Detroit Diesel Model 8083-7416 Diesel Engine, Series 8V92-TA, Serial #08VG163051, 643 BHp @ 1800 RPM, With Turbochargers and Aftercooler, And Kohler Model 433RSL4021 Generator, Serial #WA-GM05118-01-0694, 400 KW Output | Diesel | Detroit Diesel | 8083-7416 | 400 | 400 |  |  | Freedom Pump Station, 1509 Freedom Boulevard | Watsonville | 95076 |  |  | 8.17 | 0.38
4069 | MB | County of Monterey- Telecommunications |  | 1995 | 7996A | Caterpillar Model 3508-DITA Diesel Engine, Serial #23Z05923, 1324 BHP @ 1800 RPM, With Twin Turbochargers & Aftercoolers, Positive Crankcase Ventilation, and 4 Degree Timing Retardation; And Caterpillar Model SR-4 Generator, Serial #6NA03908, 930 KW Output. | Diesel | Caterpillar | 3508 DITA | 930 | 930 |  |  | 1590 Moffett Street (x LaGuardia St.) | Salinas | 93908 |  |  | 8.17 | 0.38
4070 | MB | County of Santa Cruz- Public Works/ Sanitation Department |  | 1992 | 8000A | Caterpillar Model 3408B Diesel Engine, Serial #78Z04561, 603 HP @ 1800 RPM, With Turbocharger and Aftercooler; and Caterpillar Generator, Serial #6DA0334, 400 KW Output | Diesel | Caterpillar | 3408B | 400 | 400 |  |  | Soquel Pump Station, Bay Avenue (In the Nob Hill Supermarket Parking Lot) | Soquel | 95073 |  |  | 8.17 | 0.38
4071 | MB | County of Santa Cruz- Public Works/ Sanitation Department |  | 2000 | 10557 | Portable Multiquip Model DCA-300SSK Power System, Serial #3700214. Komatsu Model SA6D125E-2 Diesel Engine, Serial # 82756, 406 HP @ 1800 RPM, With Turbocharger, and Aftercooler; and Denyo Model DF-3300K Generator, 303 KW Output. | Diesel | Komatsu | SA6D125E-2 | 303 | 303 |  |  | Various Locations Throughout Santa Cruz County |  |  |  |  | 6.9 | 0.4
4072 | MB | County of Santa Cruz- Public Works/ Sanitation Department |  | 1998 | 9546 | Caterpillar Model 3406 Diesel Engine, Serial #4ZR02175, 449 BHp @ 1800 RPM, With Turbocharger and Aftercooler; and Caterpillar Generator, 300 KW Output. | Diesel | Caterpillar | 3406 | 300 | 300 |  |  | Rodeo Pump Station, Richmond Drive | Santa Cruz | 95060 |  |  | 6.9 | 0.4
4073 | MB | Department of Defense- Manpower Data Center |  | 1994 | 10014 | Hot Bros. Energy Systems Model HEC-600-D Power System, Serial #68-153. Caterpillar Model D-398 TA Diesel Engine, Serial #66B2340, 910 BHp @ 1200 RPM, With Twin Turbochargers & Aftercooler; And Kato Model 600 SR9D Generator, Serial #63890, 600 KW Output. | Diesel | Caterpillar | D398 TA | 600 | 600 |  |  | Building 4385, Gigling Road & Parker Flats Cut-Off | Seaside | 95060 |  |  | 8.17 | 0.38
4074 | MB | Dominican Santa Cruz Hospital |  | 1998 | 7931A | Cummins Model VTA 28-G2 Diesel Engine, Serial #37122567, 900 BHp @ 1800 RPM, With Turbocharger, Aftercooler, And 4 Degree Retard; And Generator, 500 KW Output. | Diesel | Cummins | VTA28-G2 | 500 | 500 |  |  | 1555 Soquel Drive | Santa Cruz | 95065 |  |  | 6.9 | 0.4
4075 | MB | Dominican Santa Cruz Hospital |  | 1986 | 7932A | Cummins Model VTA 28-G1 Diesel Engine, Serial #37109030, 760 BHp @ 1800 RPM, With Turbocharger, Aftercooler, and 4 Degree Retard; and Generator, 500 KW Output. | Diesel | Cummins | VTA28-G1 | 500 | 500 |  |  | DCC Rehab Center, 610 Fredrick Street | Santa Cruz | 95060 |  |  | 11 | 0.53
4076 | MB | Driscoll Strawberry Assoc. |  | 1999 | 9736 | Caterpillar Model XQ350-3406 Power System. Caterpillar Model 3406 Diesel Engine, 519 BHp @ 1800 RPM, Serial #4JK00352, With Turbocharger and Aftercooler; And Caterpillar Model SR-4B Generator, Serial #5CK00826, 320 KW Output. | Diesel | Caterpillar | 3406 | 320 | 320 |  |  | 930 E. Blanco Road | Salinas | 93901 |  |  | 6.9 | 0.4
4077 | MB | Embassy Suites Hotel |  | 1995 | 8011 | Cummins Diesel Engine, Model NTA-855-G3, Serial #33046, 535 HP @ 1800 RPM, Equipped With Turbocharger, Aftercooler, And 4 Degree Retard; And Onan Generator, Model 350DFCC, Serial #G950582155, 350 KW Output. | Diesel | Cummins | NTA855-G3 | 350 | 350 |  |  | 1441 Canyon Del Rey | Seaside | 93940 |  |  | 8.17 | 0.38
4078 | MB | Household Credit Services |  | 1998 | 9029 | Caterpillar Model 3406B Diesel Internal Combustion Engine, Serial #2WB11485, 447 BHp @ 1800 RPM, With Turbocharger and Aftercooler; And Caterpillar Model SR4 Generator, Serial #8KF00311, 300 KW Output. | Diesel | Caterpillar | 3406B | 300 | 300 |  |  | 1488 Schilling Place | Salinas | 93901 |  |  | 6.9 | 0.4
4079 | MB | Household Credit Services |  | 1993 | 7552 | Caterpillar 3406 Diesel Engine/ Generator Set Powered by a Model 3406 Diesel Engine, Serial # 4RG01752, Equipped with Turbocharger, Aftercooler, and Retarded Timing, rated at 519 BHp @ 1800 RPM. | Diesel | Caterpillar | 3406 | 350 | 350 |  |  | 711 LaGuardia St. | Salinas | 93905 |  |  | 8.17 | 0.38
4080 | MB | KSBW-TV 8 |  | 1999 | 9924 | Caterpillar Model 3406C TA Diesel Internal Combustion Engine, Serial #42R5297, 449 BHP @ 1800 RPM, With Turbocharger, Aftercooler, and Positive Crankcase Ventilation; And Caterpillar Generator, 300 KW Output. | Diesel | Caterpillar | 3406C | 300 | 300 |  |  | Fremont Peak, End of San Juan Canyon Road | San Benito County | 95043 |  |  | 6.9 | 0.4
4081 | MB | Level 3 Communications |  | 1999 | 10119 | Caterpillar Model 3406 Diesel Engine, Serial #1LS01198, 449 BHP @ 1800 RPM, With Turbocharger and Aftercooler; And Caterpillar Model SR4B Generator, Serial #9CR02233, 300 KW Output. | Diesel | Caterpillar | 3406 | 300 | 300 |  |  | Soledad ILA Site, Front Street (x Main Street) | Soledad | 93960 |  |  | 6.9 | 0.4
4082 | MB | Level 3 Communications |  | 2000 | 10259 | Caterpillar Model 3406 Diesel Engine, Serial #1LS01201, 449 BHP @ 1800 RPM, With Turbocharger and Aftercooler; And Caterpillar Model SR4B Generator, Serial #9CR02231, 300 KW Output. | Diesel | Caterpillar | 3506 | 300 | 300 |  |  | San Ardo ILA Site, Cattlemen Road (x Railroad Street) | San Ardo | 93450 |  |  | 6.9 | 0.4
4083 | MB | Monterey Peninsula Airport District |  | 1996 | 8514 | Caterpillar Engine-Generator Set, Consisting of a Caterpillar Generator, Model SR-43, Serial #8H600896, Rated at 450 KW, Driven by a Caterpillar Internal Combustion Engine, Diesel Fired, Model 3412, Serial #81Z19883, Equipped with a Turbocharger, Rated at 679 HP @ 1800 RPM. | Diesel | Caterpillar | 3412 | 679 | 679 |  |  | 200 Fred Kane Drive | Monterey | 93940 |  |  | 8.17 | 0.38
4084 | MB | Naval Postgraduate School |  | 1991 | 8223 | Portable United States Motor Corporation Model CDW400 Power System, Serial #341373. Cummins Model KTA19-G2 Diesel Engine. Serial #37138333, 600 BHP @ 1800 RPM, With Turbocharger & Aftercooler; and Magna-Max Model 433 RSL2027BP-330 W Generator, Serial #XH 3818846, 300 KW Output. | Diesel | Cummins | KTA19-G2 | 300 | 300 |  |  | Various Locations Within Naval Postgraduate School and Presidio of Monterey | Monterey | 93943 |  |  | 8.17 | 0.38
4085 | MB | Pacific Bell |  | 1997 | 9169 | Detroit Diesel Model 8163-7416 Diesel Engine, Series 16V-92TA; Serial #16VF014240, 1252 BHp @ 1800 RPM, With Twin Turbochargers and Aftercoolers, Four Degree Injection Timing Retard, And Positive Crankcase Ventilation; and Newage Stamford Type HCI634J1 Generator, Serial #C078660/01, 750 KW Output. | Diesel | Detroit Diesel | 8163-7416 | 750 | 750 |  |  | 709 Center Street | Santa Cruz | 95060 |  |  | 8.17 | 0.38
4086 | MB | Pacific Bell |  | 1997 | 9171 | Detroit Diesel Model 8083-7405 Diesel Engine, Series 8V-92TA, Serial #8VF175457, 568 BHP @ 1800 RPM, With Turbocharger & Aftercooler, Four Degree Injection Timing Retard, Positive Crankcase Ventilation; And Newage Stamford Frame HC I434E1 Generator, Serial #G970644350, 300 KW Output. | Diesel | Detroit Diesel | 8083-7405 | 300 | 300 |  |  | 340 Rodriguez Street | Watsonville | 95076 |  |  | 6.9 | 0.4
4088 | MB | Santa Cruz County Sentinel |  | 1991 | 9760 | Caterpillar Model 3412 Diesel Engine, Serial #81Z10903, 890 BHP @ 1800 RPM, With Turbocharger and Aftercooler; And Caterpillar Model SR4 Generator, Serial #6FA06712, 600 KW | Diesel | Caterpillar | 3412 | 600 | 600 |  |  | 207 Church Street | Santa Cruz | 95060 |  |  | 8.17 | 0.38
4089 | MB | Scotts Valley Water District |  | 1995 | 8419A | Cummins/Onan Corporation Model 500/DFFB71448K Power System, Serial #1940555568. Cummins Model KTTA19-G2 Diesel Engine, 750 BHP @ 1800 RPM, With Turbocharger and Aftercooler; And Onan Generator, 500 KW Output. | Diesel | Cummins | KTTA19-G2 | 500 | 500 |  |  | 6500 Los Gatos Highway | Scotts Valley | 95066 |  |  | 8.17 | 0.38
4090 | MB | Scotts Valley Water District |  | 1991 | 7814A | Caterpillar Model 3406B Diesel Engine, Serial #4RG01158, 519 BHp @ 1800 RPM, With Turbocharging & Aftercooler; and Generator, 350 KW Output. | Diesel | Caterpillar | 3406B | 350 | 350 |  |  | 70 El Pueblo Road | Scotts Valley | 95066 |  |  | 8.17 | 0.38
4091 | MB | Soquel Creek Water District |  | 1991 | 7633 | DMT Corporation Model DMT350CA Portable Power System, Serial #91252-1. Cummins Model NTA 855-G3 Diesel Engine, Serial #11626507, Equipped with Turbocharger, Aftercooler, and Four Degree Injection Timing Retardation Below Top Dead Center, 535 BHp @ 1800 RPM, 350 KW Output. | Diesel | Cummins | NTA855-G3 | 350 | 350 |  |  | Various Locations Within Santa Cruz County Service Area |  |  |  |  | 8.17 | 0.38
4092 | MB | Spreckels Industrial Park LLC |  | 1988 | 9195 | Detroit Diesel Model 8083-7405 Diesel Engine, Series 8V-92TA, Serial #DDO8VF123002, 464 BHP @ 1800 RPM, With Turbocharger and Aftercooler; And Marathon Electric Magna One Generator, Serial #UC3468348, 315 KW Output. | Diesel | Detroit Diesel | 8083-7405 | 315 | 315 |  |  | Wells #2 and #22, 121 Spreckels Blvd. | Spreckels | 93908 |  |  | 8.17 | 0.38
4093 | MB | Sutter Maternity and Surgery Center of Santa Cruz |  | 1995 | 8268 | Onan Model 600 DFGB Power System. Cummins Model VTA 28-G5 Diesel Engine, Serial #25205981, 900 BHP @ 1800 RPM, With Dual Turbochargers and Aftercoolers; And Onan Generator, Serial #D950574611, 600 KW Output. | Diesel | Cummins | VTA28-G5 | 600 | 600 |  |  | 2900 Chaticleer (x Soquel Drive) | Santa Cruz | 95060 |  |  | 8.17 | 0.38
4094 | MB | West Marine Products, Inc. |  | 1997 | 8968 | DMT Corporation Model DMT-500CA2 Power System, Serial #2029134, Cummins Model KTA 19-G4 Diesel Internal Combustion Engine, Engine No. 37172170, 755 BHp @ 1800 RPM, With Turbocharger and Aftercooler; And Marathon Model 572RSL4024 Generator, Serial #WA-505381-0996, 500 KW Output. | Diesel | Cummins | KTA 19-G4 | 500 | 500 |  |  | 500 Westridge Dr. | Watsonville | 95076 |  |  | 6.9 | 0.4
4095 | MB | California-American Water Company |  |  | Exempt | Cummins NTA 855-G2 (TA), S/N 111601805 | Diesel | Cummins | NTA 855-G2 | 350 | 350 |  |  | N/A |  |  |  |  | 12 | 0.53
4096 | MB | City of Santa Cruz-Wastewater Plant |  |  | Exempt | Waukesha | Diesel | Waukesha | N/A | 400 | 400 |  |  | California & Bay Street | Santa Cruz | 95060 |  |  | 12 | 0.53
4097 | MB | City of Watsonville-Airport Pump Station |  |  | Exempt | Cummins VTA28 G1 (TA) | Diesel | Cummins | VTA28-G1 | 520 | 520 |  |  | 51 Burchell Ave. | Watsonville | 95076 |  |  | 12 | 0.53
4098 | MB | Community Hospital of the Monterey Peninsula |  |  | Exempt | Caterpillar D33B | Diesel | Caterpillar | D33B | 300 | 300 |  |  | Recovery Center, 576 Hartnell St. | Monterey | 93940 |  |  | 12 | 0.53
4099 | MB | Community Hospital of the Monterey Peninsula |  |  | Exempt | Caterpillar 3208 | Diesel | Caterpillar | 3208 | 300 | 300 |  |  | Professional Center, 23845 Holman Highway | Monterey | 93924 |  |  | 12 | 0.53
4100 | MB | Community Hospital of the Monterey Peninsula |  |  | Exempt | Waukesha F-2695 BS-V-12 | Diesel | Waukesha | F-2695 BS-V-12 | 500 | 500 |  |  | Main Hospital, 23625 Holman Highway | Monterey | 93924 |  |  | 12 | 0.53
4101 | MB | Dominican Santa Cruz Hospital |  |  | Exempt | Cummins | Diesel | Cummins | N/A | 500 | 500 |  |  | 1555 Soquel Drive | Santa Cruz | 95065 |  |  | 12 | 0.53
4102 | MB | Dominican Santa Cruz Hospital |  |  | Exempt | Waukesha | Diesel | Waukesha | N/A | 500 | 500 |  |  | 1555 Soquel Drive | Santa Cruz | 95065 |  |  | 12 | 0.53
4103 | MB | KSBW-TV 8 |  |  | Exempt | Caterpillar 3412 | Diesel | Caterpillar | 3412 | 470 | 470 |  |  | 238 John Street | Salinas | 93901 |  |  | 12 | 0.53
4104 | MB | Marina Coast Water District |  |  | Exempt | Cummins 1150 | Diesel | Cummins | 1150 | 365 | 365 |  |  | 3250 De Forest Road | Marina | 93933 |  |  | 12 | 0.53
4105 | MB | Monterey County Jail |  |  | Exempt | Caterpillar 3406 | Diesel | Caterpillar | 3406 | 300 | 300 |  |  | 1410 Natividad Road | Salinas | 93906 |  |  | 12 | 0.53
4106 | MB | MRWPCA - Pump Station 13 |  |  | Exempt | Detroit Diesel 12V-71T | Diesel | Detroit Diesel | 12V-71T | 350 | 350 |  |  | Fountain Ave. & Ocean View Blvd. | Pacific Grove | 93950 |  |  | 12 | 0.53
4107 | MB | Pacific Bell |  |  | Exempt | Solar Turbine | N/A | N/A | N/A | 750 | 750 |  |  | 401 Franklin Street | Monterey | 93940 |  |  | 12 | 0.53
4108 | MB | Santa Cruz County Health Services |  |  | Exempt | Detroit Diesel 7163-700, 16V-71N | Diesel | Detroit Diesel | 7163-700 | 350 | 350 |  |  | 1080 Emeline Avenue | Santa Cruz | 95060 |  |  | 12 | 0.53
4109 | MB | Santa Cruz County Public Works |  |  | Exempt | Caterpillar 3412 | Diesel | Caterpillar | 3412 | 400 | 400 |  |  | New Brighton State Beach Wastewater Pump Station | Aptos | 95003 |  |  | 12 | 0.53
4110 | MB | Santa Cruz County Public Works |  |  | Exempt | Caterpillar 3412 | Diesel | Caterpillar | 3412 | 400 | 400 |  |  | East Cliff Yard, 2750 Lode Street | Santa Cruz | 95060 |  |  | 12 | 0.53
4111 | MB | Santa Cruz County Public Works |  |  | Exempt | Caterpillar D398 | Diesel | Caterpillar | D398 | 600 | 600 |  |  | East Cliff Station, 2750 Lode Street | Santa Cruz | 95060 |  |  | 12 | 0.53
4112 | MB | California-American Water Company |  | 2001 | 10945 | Onan Model 500 DFEK Power System, Serial #E010245403. Cummins Model QSX15-G9 Emergency Diesel Engine, Serial #14020053, 755 BHP @ 1800 RPM, With Turbocharger and Aftercooler, And Generator, 500 KW Output. | Diesel | Cummins | QSX15-G9 | 500 | 500 |  |  | Rancho Canada Well, 5258 Carmel Valley Road | Carmel | 93923
4113 | MB | Granite Rock Company |  | 2002 | 11012 | Elliott MagneTek Model 500 RD Power System. Volvo Model TAD 1631 GE Diesel Engine, Serial #2160039659, 759 BHp @ 1800 RPM, with Turbocharger and Aftercooler; And MagneTek Generator, 500 KW Output. | Diesel | Volvo | TAD 1631 GE | 500 | 500 |  |  | 350 Technology Drive | Watsonville | 95076-2488
4114 | MB | Integrated Device Technology, Inc. |  | 2001 | 10054 | Caterpillar Model 3412 Diesel Engine, Serial #81Z01441, 680 HP @ 1800 RPM, With Turbocharger, Aftercooler and Four Degree Retard, And Caterpillar Model SR4 Generator, 470 KW Output. | Diesel | Caterpillar | 3412 | 470 | 470 |  |  | 1566 Moffett Street | Salinas | 93905
4115 | MB | Naturipe Berry Growers |  | 2001 | 10811 | Kohler Model 1250 Power System. Detroit Diesel Model T1237K36 Diesel Engine, Spec No. B361223, 2200 HP @ 1800 RPM, with Turbocharger and Aftercooler; And Kohler Model 1250ROZD4 Generator, Serial #0677705, 1250 KW Output. Stack Discharge Equipped With a Combination Butterfly Damper and Weather Canopy. | Diesel | Detroit Diesel | T1237K36 | 1250 | 1250 |  |  | 305 Industrial Road | Watsonville | 95076
4116 | MB | Pride of San Juan, Inc. |  | 2001 | 10739 | Caterpillar Model 3412 Diesel Internal Combustion Engine, Family No. 1CPXL27.OMRS, 1,250 BHp @ 1800 RPM, With Turbocharger and Aftercooler; And Caterpillar Model SR4B Generator, 800 KW Output. | Diesel | Caterpillar | 3412 | 800 | 800 |  |  | 1275 San Justo Road | San Juan Bautista | 95045
4117 | MB | Qwest Communications Corp. |  | 2001 | 10274 | Onan Model 750 DFHA Power System, Serial #D000090790. Cummins Model QST30-G5 Diesel Engine, 1490 BHP @ 1800 RPM, With Quad Turbochargers and Aftercooler; And Generator, 750 KW. | Diesel | Cummins | QST30-G5 | 750 | 750 |  |  | 915-C Harkins Road | Salinas | 93901
4118 | MB | Southern Monterey County Memorial Hospital |  | 2001 | 10284 | Caterpillar Model 3406TA Diesel Engine, Serial #4ZR05473, 519 BHP @ 1800 RPM, With Turbocharger and Aftercooler; And Caterpillar Generator, Serial #8ER02527, 350 KW Output. | Diesel | Caterpillar | 3406 TA | 350 | 350 |  |  | 300 Canal Street | King City | 93930
4119 | MB | Well-Pict Berries Inc. |  | 2001 | 10933 | Mitsubishi Model S12H-PTA Emergency IC Diesel Engine, Serial No. 30352, With Turbocharger and Aftercooler; And Marathon Electric Generator Model 575RSL4044, Serial No. 52817-0401, 1020 KW Continuous Output. | Diesel | Mitsubishi | S12H-PTA | 1020 | 1020 |  |  | 209 Riverside Road | Watsonville | 95076
4120 | MB | California-America Water Company |  | 2002 | 10943 | Kohler Model 500ROZD4 Power System, Serial #0708424. Detroit Diesel Model R0837K36 Diesel Engine, Serial# 5312001485, 765 BHP @1800 RPM, With Turbocharger and Aftercooler, And Generator, 500 KW Output. | Diesel | Detroit Diesel | R083-7K36 | 500 | 500 |  |  | Schulte Well No. 2, 27539 Via Sereno | Carmel | 93923
4121 | MB | California-America Water Company |  | 2002 | 10944 | Kohler Model 500ROZD4 Power System, Serial #0708422. Detroit Diesel Model R0837K36 Diesel Engine, Serial #5312001472, 765 BHP @1800 RPM With Turbocharger and Aftercooler; And Generator, 500 KW Output. | Diesel | Detroit Diesel | R083-7K36 | 500 | 500 |  |  | Begonia Iron Removal Plant, 9210 Carmel Valley Road | Carmel | 93923
4122 | MB | California-America Water Company |  | 2002 | 11141 | Kohler Model 350REOZD Power System, Serial #0708647. Detroit Diesel Model 6063TK35 Diesel Engine, Serial #851929, 550 BHP @1800 RPM, With Turbocharger and Aftercooler; And Generator, 350 KW Output. | Diesel | Detroit Diesel | 6063-TK35 | 350 | 350 |  |  | Ambler Park Treatment Plant, 92 Paseo De Vaqueros | Salinas | 93908
4123 | MB | California-America Water Company |  | 2002 | 11143 | Onan Model DFEK 4958581 Power System, Serial #E010245404, Cummins Model QSX15-G9, Diesel Engine, Serial #14019394, 755 BHP @ 1800 RPM, With Turbocharger and Aftercooler, And Generator, 500 KW. | Diesel | Cummins | QSX15-G9 | 500 | 500 |  |  | Rancho San Carlos Well, 26530 Rancho San Carlos Road | Carmel | 93923
4124 | MB | City of Santa Cruz |  | 2002 | 10905 | Elliot Power Systems, Inc. Model 500 RD, Serial #BX010J198. Volvo Penta Model TAD1631GE Diesel Engine, Serial #2160043250, 759 HP @ 1800 RPM, with Turbocharger, Aftercooler, and Positive Crankcase Ventilation; And Leroy Somer Model MTG51 Generator, 500 KW Output. | Diesel | Volvo | TAD 1631 GE | 500 | 500 |  |  | 201 Iowa Drive | Santa Cruz | 95060
4125 | MB | Naval Postgraduate School |  | 2002 | 11174 | Detroit Diesel Spectrum Model 300DSE Power System, Serial #0718947, Detroit Diesel Model 6063MK35 Diesel Engine, Series 60, Serial #06R0667969, 490 BHP@1800 RPM, With Turbocharger and Aftercooler; And Spectrum Model 4UA13 Generator, 300 KW Output. | Diesel | Detroit Diesel | 6063-MK35 | 300 | 300 |  |  | Building 704, Fleet Numerical Meteorological & Oceanography Center | Monterey | 93943
4126 | MB | New West Cooling Co. |  | 2002 | 10931 | Mitsubishi Model S12H-PTA Emergency IC Diesel Engine, With Turbocharger and Aftercooler; And Marathon Electric Generator Model 575RSL4044, Serial No. 52817-0401, 1020 KW Continuous Output. | Diesel | Mitsubishi | S12H-PTA | 1020 | 1020 |  |  | 335 Industrial Road | Watsonville | 95076
4127 | MB | Pacific Bell |  | 2002 | 11293 | Cummins Model N14-G2 Diesel Engine, Serial #12042848, 535 BHP @1800 RPM, With Turbocharger, Aftercooler, And Positive Crankcase Ventilation, And Newage Stamford Generator, Type HC I434F1, Serial #J000156493, 300 KW Output. | Diesel | Cummins | N14-G2 | 300 | 300 |  |  | 540 Sally Street | Hollister | 95023
4128 | MB | Pacific Bell |  | 2002 | 11294 | Caterpillar Model 3406 Diesel Engine, Serial #4ZR04981, 449 BHP @1800 RPM, With Turbocharger, Aftercooler, Four Degree Retard Beyond Standard Timing, And Positive Crankcase Ventilation; And Caterpilalr Model SR-4B Generator, Serial #8ER02348, 300 KW Output. | Diesel | Caterpillar | 3406 | 300 | 300 |  |  | 349 Carpenteria Road | Aromas | 95004
4129 | MB | Seagate Technology |  | 2002 | 11130 | Katolight Model D415FRJ4 Power System, Serial #WA529725 78898. John Deere PowerTech Model 6125HF070 Diesel Engine, Serial #RG6125HO31715, 617 BHP @1800 RPM, With Turbocharger and Aftercooler; And Generator, 415 KW Output. | Diesel | John Deere | 6125HF070 | 450 | 450 |  |  | Various Sites Within Scotts Valley | Scotts Valley | 95066
4130 | MB | Naval Postgraduate School |  | 2002 | 11420 | Emergency ICE-Generator Set: Cummins/Onan Model 500DFEK Power System, Serial #G010262301. Cummins Model QSX15-G9 Diesel Engine, Serial #14020640, 755 BHP@1800 RPM, With Turbocharger, Aftercooler, and Positive Crankcase Ventilation; and Onan Generator, 500 KW Output | Diesel | Cummins | QSX15-G9 | 500 | 500 |  |  | Building 330-Ingersoll Hall | Monterey | 93943
4131 | MB | Pebble Beach Community Services District |  | 2003 | 11308 | Emergency ICE-Generator Set: Caterpillar Model 3456 Diesel Engine, Serial #3PG0040, 692 BHP@1800 RPM, with turbocharger, and generator, Serial# CER00353, 400 KW Output | Diesel | Caterpillar | 3456 | 400 | 400 |  |  | Pump Station 3, 17 Mile Drive and Spyglass Hill Road | Pebble Beach | 93953
4132 | MB | William & Inez Maybe Skilled Nursing Facility |  | 2002 | 11391 | Emergency ICE-Generator Set: Caterpillar Model No. 3406 Diesel Internal Combustion Engine, Serial No. 1LS01686, 519 BHP @ 1800 RPM, with turbocharger and aftercooler, and generator, 350 KW Output | Diesel | Caterpillar | 3406 | 350 | 350 |  |  | 911 Sunset Dr. | Hollister | 95023
4133 | MB | K&M Enterprises Inc. |  | 2003 | 11339 | Emergency ICE-Generator Set: Caterpillar Model 3412 Diesel Engine, Serial # BLG00328, 1186 BHP @1800 RPM, with Twin Turbochargers & Aftercoolers; and Caterpillar Model SR4 Generator, Serial #AFN00297, 800 kW Output | Diesel | Caterpillar | 3412 | 790.6667 |  |  | 1186 | 80 Sakata Lane | Watsonville | 95076
4134 | MB | Salinas Valley State Prison |  | 2003 | 10997 | Emergency ICE-Generator Set: Caterpillar Model 3406 Diesel Engine, Serial #1LS01752, 587 BHP @ 1800 RPM, With Turbocharger and Aftercooler, And Caterpillar Model SR4B Generator, Serial #9DR04293, 400 KW Output. Serves Mental Health Treatment Facility. | Diesel | Caterpillar | 3406 | 391.3333 |  |  | 587 | Building 613, Highway 101 | Soledad | 93960-1020 | Dean Barchacky | (831)678-5500 x5857
4200 | SAC | 2730 BROADWAY VENTURE |  | 1998 | 13599 | DIESEL IC ENGINE, CUMMINS, MODEL NO. KTTA50-G2, ENGINE ID NO. 33139440, 2220 BHP, DRIVING EMERGENCY ELECTRICAL GENERATOR | Diesel | Cummins | KTTA50-G2 | 1480 |  | 2220 |  | 2730 Broadway | Sacramento | 95818 | Kevin Brown | (916) 381-8088 Ext. 127 | 8.17 | 0.38
4201 | SAC | 400 CAPITOL MALL VENTURE |  | 1999 | 14070 | STANDBY IC ENGINE, DETROIT DIESEL, MODEL 9123-7416, SERIAL #7A00050, 1750 HP, DIESEL FIRED, FOR EMERGENCY ELECTRICAL POWER GENERATION. | Diesel | Detroit Diesel | 9123-7416 | 1166.6667 |  | 1750 |  | 400 Capital Mall | Sacramento | 95828 | LeMon Green | (916) 448-8704 | 8.17 | 0.38
4202 | SAC | AEROJET |  | 1992 | 10422 | EMERGENCY STANDBY INTERNAL COMBUSTION ENGINE, DETROIT DIESEL IC ENGINE, SERIAL NO. DD12VF002353, MODEL 6A13506, 830 BHP. | Diesel | Detroit Diesel | 6A13506 | 553.3333 |  |  | 830 | Bldg 0002 | Rancho Cordova | 95670 | Carolyn Craig | (916) 355-6992 | 8.17 | 0.38
4203 | SAC | AEROJET FINE CHEMICALS |  | 1999 | 14240 | IC ENGINE, DETROIT DIESEL, MODEL 6V-92TA, SERIAL NO. L18160, 474 BHP | Diesel | Detroit Diesel | 6V-92TA | 316 |  | 474 |  | Bldg 05002 | Rancho Cordova | 95670 | Katherine Fry | (916) 355-2883 | 6.9 | 0.4
4204 | SAC | AEROJET FINE CHEMICALS |  | 1999 | 14212 | IC ENGINE DIESEL, WAUKESHA ENGINATOR, MODEL VLRDSU, SERIAL NO. 21721, 940 BHP | Diesel | Waukesha | VLRDSU | 626.6667 |  | 940 |  | Bldg 15008 | Rancho Cordova | 95670 | Tom Shine | (916) 355-2618 | 8.17 | 0.38
4205 | SAC | CELLCO PARTNERSHIP |  | 1999 | 16648 | STANDBY IC ENGINE, CUMMINS, MODEL N14-G2, SERIAL #11938925, 535 HP, DIESEL FIRED, FOR EMERGENCY ELECTRICAL POWER GENERATION | Diesel | Cummins | N14-G2 | 356.6667 |  | 535 |  | 255 Parkshore Dr. | Folsom | 95630 | Larry Welch | (916) 357-3710 | 6.9 | 0.4
4206 | SAC | CELLCO PARTNERSHIP |  | 2000 | 16649 | IC ENGINE, CUMMINS, MODEL KTA19-G4, SERIAL NO. 37185227, 755 HP @1800 RPM, TURBOCHARGED, AFTERCOOLED, DIESEL FUELED, 1150 CU. IN. DISPLACEMENT, WITH CERYX INCORPORATED, LEANCAT FOUR WAY CATALYTIC CONVERTER, POWERING A 500 KW EMERGENCY ELECTICAL GENERATOR. | Diesel | Cummins | KTA19-G4 | 500 | 500 |  |  | 295 Parkshore Dr. | Folsom | 95630 | Larry Welch | (916) 357-3710 | 6.9 | 0.4
4207 | SAC | AKT CORP. |  | 2000 | 15058 | IC ENGINE, DETROIT DIESEL, MODEL 8163 7416, SERIAL NO. 3791E813, 1232 HP @1800 RPM, DIESEL FUELED, DRIVING AN EMERGENCY ELECTRICAL GENERATOR. | Diesel | Detroit Diesel | 8163-7416 | 821.3333 |  | 1232 |  | Truxel & Del Paso | Sacramento | 95834 | Robert Ferko | (916) 446-3008 | 6.9 | 0.4
4208 | SAC | APPLE COMPUTER |  | 1995 | 11052 | DIESEL IC ENGINE, DETROIT DIESEL, MODEL NO. 06VF195245, SERIAL NO. 80637416, 474 BHP, RATED AT 300 KW, DRIVING EMERGENCY ELECTRIAL GENERATOR. | Diesel | Detroit Diesel | 06VFL95245 | 300 | 300 |  |  | 2911 Laguna Blvd. | Elk Grove | 95758 | Dan Agnos | (916) 394-5188 | 8.17 | 0.38
4209 | SAC | APPLE COMPUTER |  | 1998 | 13679 | DIESEL IC ENGINE, DETROIT DIESEL, MDOEL NO. 6VF211594, SERIAL NO. 80637416, 474 BHP, RATED AT 300 KW, DRIVING EMERGENCY ELECTRICAL GENERATOR | Diesel | Detroit Diesel | 6VF211594 | 300 | 300 |  |  | 2511 Laguna Blvd. | Elk Grove | 95758 | Dan Agnos | (916) 394-5188 | 6.9 | 0.4
4210 | SAC | APPLE COMPUTER |  | 1995 | 11053 | DIESEL IC ENGINE, DETROIT DIESEL, MODEL NO. 08VF141982, SERIAL NO. 80837416, 643 BHP, RATED AT 400 KW, DRIVING EMERGENCY ELECTRICAL GENERATOR | Diesel | Detroit Diesel | 08VF141982 | 400 | 400 |  |  | 2911 Laguna Blvd. | Elk Grove | 95758 | Dan Agnos | (916) 394-5188 | 8.17 | 0.38
4211 | SAC | APPLE COMPUTER |  | 2000 | 14446 | IC ENGINE , DETROIT DIESEL, MODEL 8V2000G81 R083-7K06, SERIAL NO. 5312000278, 765 HP @1800 RPM, DIESEL FUELED, DRIVING AN EMERGENCY ELECTRICAL GENERATOR. | Diesel | Detroit Diesel | 8V2000G81 | 510 |  | 765 |  | 2511 Laguna Blvd. | Elk Grove | 95758 | Dan Agnos | (916) 394-5188 | 6.9 | 0.4
4212 | SAC | APPLE COMPUTER |  | 2000 | 14774 | IC ENGINE, DETROIT DIESEL, MODEL R1237K36, S.O. 968671, UNIT 5352000553, 1120 HP @1800 RPM, DIESEL FUELED, DRIVING AN EMERGENCY ELECTRICAL GENERATOR. | Diesel | Detroit Diesel | R1237K36 | 746.6667 |  | 1120 |  | 2911 Laguna Blvd. | Elk Grove | 95758 | Dan Agnos | (916) 394-5188 | 6.9 | 0.4
4213 | SAC | APPLE COMPUTER |  | 2000 | 14775 | IC ENGINE, DETROIT DIESEL, MODEL R1237K36, S.O. 968671, UNIT 5352000556, 1120 HP @1800 RPM, DIESEL FUELED, DRIVING AN EMERGENCY ELECTRICAL GENERATOR. | Diesel | Detroit Diesel | R1237K36 | 746.6667 |  | 1120 |  | 2911 Laguna Blvd. | Elk Grove | 95758 | Dan Agnos | (916) 394-5188 | 6.9 | 0.4
4215 | SAC | ARDEN FAIR |  | 1992 | 10276 | INTERNAL COMBUSTION ENGINE, FOR EMERGENCY ELECTRICAL GENERATION, CATERPILLAR, MODEL 3406B DI, SERIAL NO. 4R600340, 534 BHP. | Diesel | Caterpillar | 3406B DI | 356 |  |  | 534 | 1689 Arden Way | Sacramento | 95815 | Stan Bray | (916) 920-4809 | 8.17 | 0.38
4216 | SAC | AT&T |  | 2000 | 15308 | IC ENGINE STANDBY, CATERPILLAR, MODEL 3512 DITASRB, SERIAL NO. 24027632, 1818 HP @1800 RPM, DIESEL FUELED, 1250 KW RATING, DRIVING AN EMERGENCY ELECTRICAL GENERATOR | Diesel | Caterpillar | 3512 DITA SRB | 1250 | 1250 |  |  | 4130 S. Market Court | Sacramento | 95834 | Jim Kirwan | (916) 431-0619 | 6.9 | 0.4
4217 | SAC | AT&T WIRELESS |  | 1997 | 13187 | DIESEL IC ENGINE, DETROIT DIESEL, MODEL NO. 12V-92TA-8123-7416, S/N 4394B544, 947 BHP, DRIVING EMERGENCY ELECTRICAL GENERATOR | Diesel | Detroit Diesel | 8123-7416 | 631.3333 |  |  | 947 | 10030 Goethe Rd. | Sacramento | 95827 | Meriam Ernst | (916) 843-1554 | 8.17 | 0.38
4218 | SAC | AT&T WIRELESS |  | 2000 | 15244 | IC ENGINE, CUMMINS, MODEL KTA38-G4, SERIAL NO. 33133972, 1490 HP@ 1800 RPM, DIESEL FUELED, DRIVING AN EMERGENCY ELECTRICAL GENERATOR | Diesel | Cummins | KTA38-G4 | 993.3333 |  | 1490 |  | 10000 Goethe Rd. | Sacramento | 95827 | Meriam Ernst | (916) 843-1554 | 6.9 | 0.4
4219 | SAC | BANK OF AMERICA |  | 1997 | 13208 | DIESEL IC ENGINE, CUMMINS, MODEL NO. KTA38-G2, S/N 33138251, 1200 BHP, DRIVING EMERGENCY ELECTRICAL GENERATOR | Diesel | Cummins | KTA38-G2 | 800 |  | 1200 |  | 10850 White Rock Rd. | Rancho Cordova | 95670 | Steve Barnett | (916) 861-9715 | 8.17 | 0.38
4220 | SAC | BARCLAYS GLOBAL INVESTORS |  | 1999 | 14102 | STANDBY IC ENGINE, CATERPILLAR, MODEL 3512 STD, SERIAL#24Z08825, 1818 HP, DIESEL FIRED, FOR EMERGENCY ELECTRICAL POWER GENERATION | Diesel | Caterpillar | 3512 STD | 1212 |  | 1818 |  | 10815 Gold Center Dr. | Rancho Cordova | 95670 | Ed Cannon | (916) 463-6359 | 8.17 | 0.38
4221 | SAC | BARCLAYS GLOBAL INVESTORS |  | 1999 | 14103 | STANDBY IC ENGINE, CATERPILLAR, MODEL 3512 STD, SERIAL#24Z08829, 1818 HP, DIESEL FIRED, FOR EMERGENCY ELECTRICAL POWER GENERATION | Diesel | Caterpillar | 3512 STD | 1212 |  | 1818 |  | 10815 Gold Center Dr. | Rancho Cordova | 95670 | Ed Cannon | (916) 463-6359 | 8.17 | 0.38
4222 | SAC | BERGEN BRUNSWIG DRUG CO. |  | 1997 | 13321 | DIESEL IC ENGINE, CATERPILLAR, MODEL NO.3406, S/N 4ZR02778, 519 BHP, DRIVING EMERGENCY ELECTRICAL GENERATOR | Diesel | Caterpillar | 3406 | 346 |  | 519 |  | 1281 National Dr. | Sacramento | 95834 | Steve Drake | (916) 928-0641 | 6.9 | 0.4
4223 | SAC | CALPERS |  | 2000 | 14856 | IC ENGINE STANDBY, CATERPILLAR, MODEL 3512B, 2172 HP @1800 RPM, 4-CYCLE, TURBOCHARGED, AFTERCOOLED, 3158 CU. IN. DISPLACEMENT, DIESEL FIRED, POWERING AN EMERGENCY ELECTRICAL GENERATOR. | Diesel | Caterpillar | 3512B | 1448 |  | 2172 |  | 400 P St. | Sacramento | 95814 | Tracy Cavales | (916) 326-3600 | 6.9 | 0.4
4224 | SAC | CARDINAL DISTRIBUTION |  | 2001 | 15430 | IC ENGINE STANDBY, CATERPILLAR, MODEL: 3406, SERIAL NO. 4PM00181, 587 HP @1800 RPM, DIESEL FUELED, DRIVING AN EMERGENCY ELECTRICAL GENERATOR. | Diesel | Caterpillar | 3406 | 391.3333 |  | 587 |  | 81 Blue Ravine Rd. | Folsom | 95630 | Laura Riley | (916) 985-5025 | 6.9 | 0.4
4225 | SAC | CARDINAL HEALTH |  | 1999 | 14098 | STANDBY IC ENGINE, DETROIT DIESEL, MODEL 7123-7406, 750 HP, DIESEL FIRED, FOR EMERGENCY ELECTRICAL POWER GENERATION | Diesel | Detroit Diesel | 7123-7406 | 500 |  | 750 |  | 3238 Dwight Rd. | Elk Grove | 95832 | Darin Huddy | (916) 394-3087 | 6.9 | 0.4
4226 | SAC | CARMICHAEL WATER DISTRICT |  | 2000 | 14926 | IC ENGINE, CUMMINS, MODEL NTA-855-G3, SERIAL NO. 30363181, 535 HP @1800 RPM, DIESEL FUELED, DRIVING AN EMERGENCY ELECTRICAL GENERATOR. | Diesel | Cummins | NTA-855-G3 | 356.6667 |  | 535 |  | Dewey & Winding Way | Carmichael | 95824 | Nick Tavalero | (916) 869-9641 | 6.9 | 0.4
4227 | SAC | CARSON ENERGY - SMUD |  | 1997 | 11020 | DIESEL IC ENGINE, DETROIT DIESEL, MODEL #12V-92TA, ID# 12VF009718, 830 BHP, DRIVING EMERGENCY ELECTRICAL GENERATOR. | Diesel | Detroit Diesel | 12V-92TA | 553.3333 |  |  | 830 | 8580 Laguna Station Rd. | Elk Grove | 95832 | Jeff White | (916) 394-2930 | 8.17 | 0.38
4228 | SAC | CITIZEN'S TELECOMMUNICATIONS |  | 2000 | 15025 | IC ENGINE, CUMMINS, MODEL QSX15-G9, SERIAL NO. 14004845, 755 HP @1800 RPM, DIESEL FUELED, DRIVING AN EMERGENCY ELECTRICAL GENERATOR. | Diesel | Cummins | QSX15-G9 | 503.3333 |  | 755 |  | 9260 Stockton Blvd. | Elk Grove | 95828 | Perry Brushett | (530) 547-2211 | 6.9 | 0.4
4229 | SAC | CITRUS HEIGHTS IRRIGATION DISTRICT |  | 1994 | 10071 | INTERNAL COMBUSTION ENGINE FOR EMERGENCY ELECTRICAL GENERATION, CATERPILLAR, MODEL 3408B, S/N 4RG1232, 519 BHP. | Diesel | Caterpillar | 3406B | 346 |  |  | 519 | 6230 Sylvan Rd. | Citrus Heights | 95610 | Brian Hensley | (916) 725-6873 | 8.17 | 0.38
4231 | SAC | CITY OF FOLSOM |  | 2000 | 15169 | IC ENGINE STANDBY, DETROIT DIESEL ALLISON, MODEL 12V-71T, 7123-7305, SERIAL NO. 12VA36539, 575 HP @1800 RPM, 2-CYCLE, TURBO CHARGED, DIESEL, V-12, 852 CU. IN. DISPLACEMENT, DRIVING AN EMERGENCY ELECTRICAL GENERATOR | Diesel | Detroit Diesel | 7123-7305 | 383.3333 |  | 575 |  | Truxel & Del Paso | Sacramento | 95834 | Jim Bridges | (916) 355-8339 | 6.9 | 0.4
4232 | SAC | CITY OF GALT |  | 1999 | 13777 | STANDBY IC ENGINE, DETROIT DIESEL, MODEL 8063-7416, 474 HP, DIESEL FIRED, FOR EMERGENCY ELECTRICAL POWER GENERATION | Diesel | Detroit Diesel | 8063-7416 | 316 |  | 474 |  | 10059 Twin Cities Rd. | Galt | 95632 | Laurey Lorimer | (209) 745-0575 | 6.9 | 0.4
4233 | SAC | CITY OF SACRAMENTO |  | 1999 | 14428 | DIESEL IC ENGINE, CUMMINS, MODEL NO. NTA855-G2, SERIAL NO. 30311108, 465 BHP, DRIVING EMERGENCY ELECTRICAL GENERATOR | Diesel | Cummins | NTA855-G2 | 310 |  |  | 465 | Various Location |  |  | Clark Munkers | (916) 264-5653 | 6.9 | 0.4
4234 | SAC | CITY OF SACRAMENTO |  | 2000 | 15047 | INTERNAL COMBUSTION ENGINE, CUMMINS, MODEL NO. NTA-G1, SERIAL NO. 11962943, 465 BHP, DIESEL FIRED, DRIVING STANDBY ELECTRICAL GENERATOR | Diesel | Cummins | NTA-G1 | 310 |  |  | 465 | Truxel Rd. & Del Paso Rd. | Sacramento | 95834 | Clark Munkers | (916) 264-5653 | 6.9 | 0.4
4235 | SAC | CITY OF SACRAMENTO |  | 2000 | 15230 | IC ENGINE STANDBY, DETROIT DIESEL, MODEL 80637416, SERIAL NO. 06VF175835, 474 HP @1800 RPM, 2-CYCLE, TURBOCHARGED, AFTERCOOLED, DIESEL, 552 CU. IN. DISPLACEMENT, DRIVIGN AN EMERGENCY ELECTRICAL GENERATOR. | Diesel | Detroit Diesel | 8063-7416 | 316 |  | 474 |  | 828 I St. | Sacramento | 95814 | Ron Olsen | (916) 566-6477 | 6.9 | 0.4
4238 | SAC | CITY OF SACRAMENTO |  | 2000 | 14390 | IC ENGINE, NON-ROAD, DETROIT DIESEL, MODEL 8083-7405, SERIAL NO. 08VF156256, 540 HP @1800 RPM, DIESEL FUELED, DRIVING AN EMERGENCY ELECTRICAL GENERATOR. | Diesel | Detroit Diesel | 8083-7405 | 360 |  | 540 |  | Various Location |  |  | Clark Munkers | (916) 264-5653 | 6.9 | 0.4
4239 | SAC | CITY OF SACRAMENTO |  | 2000 | 14391 | IC ENGINE, NON-ROAD, DETROIT DIESEL, MODEL 8083-7405, SERIAL NO. 08VF161198, 540 HP @1800 RPM, DIESEL FUELED, DRIVING AN EMERGENCY ELECTRICAL GENERATOR. | Diesel | Detroit Diesel | 8083-7405 | 360 |  | 540 |  | Various Location |  |  | Clark Munkers | (916) 264-5653 | 6.9 | 0.4
4240 | SAC | CITY OF SACRAMENTO |  | 1998 | 14750 | IC ENGINE, DETROIT DIESEL, MODEL 6063-TK35, SERIAL NO. 06RO499486, 550 HP @1800 RPM, DIESEL FUELED, DRIVING AN EMERGENCY ELECTRICAL GENERATOR | Diesel | Detroit Diesel | 6063-TK35 | 366.6667 |  | 550 |  | San Juan & Natomas E | Sacramento | 95816 | Clark Munkers | (916) 264-5653 | 6.9 | 0.4
4250 | SAC | ARCO SPORTS COMPLEX |  | 1992 | 9679 | INTERNAL COMBUSTION ENGINE, FOR EMERGENCY ELECTRICAL GENERATION/LOAD SHED, CATERPILLAR, MODEL 3412, ID NO. 81Z05914, 749 ENGINE BHP, 1659 CU. IN. DISPLACEMENT | Diesel | Caterpillar | 3412 | 499.3333 |  |  | 749 | One Sports Parkway | Sacramento | 95834 | Gary Elis-berg | (916) 928-3692 | 8.17 | 0.38
4251 | SAC | CHANNEL 40 |  | 1994 | 9672 | INTERNAL COMBUSTION ENGINE, FOR EMERGENCY ELECTRICAL GENERATION/LOAD SHED, CUMMINS, MODEL VTA28G1, SERIAL NO. 70155, ID NO. 25165800, 760 ENGINE BHP. | Diesel | Cummins | VTA 28G1 | 506.6667 |  |  | 760 | 1400 Twin Cities Rd. | Walnut Grove | 95690 | Bill Kreutzer | (916) 733-3165 | 8.17 | 0.38
4252 | SAC | CITIZEN'S TELECOMMUNICATIONS |  | 1995 | 11984 | IC ENGINE FOR EMERGENCY ELECTRICAL POWER GENERATION, CATERPILLAR, MODEL NO. 3406B D1, SERIAL NO. 2WB06902, 525 HP | Diesel | Caterpillar | 3406B DI | 350 |  | 525 |  | 11810 Washington Ave. | Courtland | 95822 | Perry Brushett | (530) 547-2211 | 8.17 | 0.38
4253 | SAC | CITIZEN'S TELECOMMUNICATIONS |  | 1998 | 13358 | DIESEL IC ENGINE, CUMMINS, MODEL NO. KTA19-G4, SERIAL NO. 37176584, 755 BHP, DRIVING EMERGENCY ELECTRICAL GENERATOR | Diesel | Cummins | KTA19-G4 | 503.3333 |  |  | 755 | 8224 Elk Grove-Florin Rd. | Elk Grove | 95828 | Perry Brushett | (530) 547-2211 | 8.17 | 0.38
4254 | SAC | CALIFORNIA AMERICAN WATER COMPANY |  | 1994 | 16812 | INTERNAL COMBUSTION ENGINE, FOR EMERGENCY ELECTRICAL GENERATION/LOAD SHED, CUMMINS, MODEL KTA 19-G2, ID NO. 37146520, 600 ENGINE BHP. | Diesel | Cummins | KTA19-G2 | 400 |  |  | 600 | Various Locations | Sacramento | 95816 | William L. Wallstead | (916) 568-4239 | 8.17 | 0.38
4255 | SAC | COUNTY OF SACRAMENTO |  | 1991 | 9716 | INTERNAL COMBUSTION ENGINE (G20) , FOR EMERGENCY ELECTRICAL GENERATION/LOAD SHED, PERKINS, MODEL CVM8281-1, ID NO. CV8TCA RG1, 530 ENGINE BHP, 1062 CU. IN. DISPLACEMENT | Diesel | Perkins | CVM 8281-1 | 350 | 350 |  |  | 14049 Boys Ranch Rd. | Sloughhouse | 95632 | David Goettle | (916) 698-3319 | 8.17 | 0.38
4256 | SAC | COUNTY OF SACRAMENTO |  | 1991 | 8461 | INTERNAL COMBUSTION ENGINE #1, FOR EMERGENCY ELECTRICAL GENERATION, DETROIT, MODEL 9123-7305, ID NO. 12E-0895, 1135 ENGINE BHP, 1792 CU. IN. OF CYLINDER DISPLACEMENT. | Diesel | Detroit Diesel | 9123-7305 | 756.6667 |  |  | 1135 | 651 I St. | Sacramento | 95818 | Don Wilkinson | (916) 824-5995 | 8.17 | 0.38
4257 | SAC | COUNTY OF SACRAMENTO |  | 1991 | 9560 | INTERNAL COMBUSTION ENGINE #2, FOR EMERGENCY ELECTRICAL GENERATION, DETROIT, MODEL 9123-7305, ID NO. 12E-0894, 1135 ENGINE, BHP, 1792 CU. IN. OF CYLINDER DISPLACEMENT. | Diesel | Detroit Diesel | 9123-7305 | 756.6667 |  |  | 1135 | 651 I St. | Sacramento | 95818 | Don Wilkinson | (916) 824-5995 | 8.17 | 0.38
4258 | SAC | CPC HERITAGE OAKS HOSP. |  | 1995 | 11996 | IC ENGINE FOR EMERGENCY ELECTRICAL POWER GENERATION, CUMMINS, MODEL NO. KTA-19-G2, SERIAL NO. 37120220, 600 HP. | Diesel | Cummins | KTA19-G2 | 400 |  | 600 |  | 4250 Auburn Blvd. | Sacramento | 95841 | Cindy Bowcock | (916) 489-3336 | 8.17 | 0.38
4259 | SAC | CSU SACRAMENTO |  | 1997 | 11899 | IC ENGINE, CATERPILLAR, MODEL 3408, SERIAL NO. 78Z02120, 603 HP @1800 RPM, DIESEL FUELED, DRIVING AN EMERGENCY ELECTRICAL GENERATOR. | Diesel | Caterpillar | 3408 | 402 |  | 603 |  | 600 J St. (Storm Drain 1) | Sacramento | 95826 | Cal Jones | (916) 278-6242 | 6.9 | 0.4
4260 | SAC | EDS |  | 1994 | 11370 | STANDBY IC ENGINE/GENERATOR - DETROIT DIESEL ENGINE MODEL NO. 91637316, SERIAL NO. 16E0012041, TURBOCHARGED AND AFTERCOOLED, 2020 BHP. | Diesel | Detroit Diesel | 9163-7316 | 1346.6667 |  | 2020 |  | 3141 Data Dr. | Rancho Cordova | 95670 | Scott Kutylowski | (916) 861-3272 | 8.17 | 0.38
4261 | SAC | EDS |  | 1994 | 11371 | STANDBY IC ENGINE/GENERATOR - DETROIT DIESEL ENGINE MODEL NO. 91637316, SERIAL NO. 16E0012042, TURBOCHARGED AND AFTERCOOLED, 2020 BHP. | Diesel | Detroit Diesel | 9163-7316 | 1346.6667 |  | 2020 |  | 3141 Data Dr. | Rancho Cordova | 95670 | Scott Kutylowski | (916) 861-3272 | 8.17 | 0.38
4262 | SAC | EDS |  | 1994 | 11372 | STANDBY IC ENGINE/GENERATOR - DETROIT DIESEL ENGINE MODEL NO. 91637316, SERIAL NO. 16E0011905, TURBOCHARGED AND AFTERCOOLED, 2020 BHP. | Diesel | Detroit Diesel | 9163-7316 | 1346.6667 |  | 2020 |  | 3141 Data Dr. | Rancho Cordova | 95670 | Scott Kutylowski | (916) 861-3272 | 8.17 | 0.38
4263 | SAC | FEDERAL EXPRESS |  | 1993 | 9760 | INTERNAL COMBUSTION ENGINE, CUMMINS, MODEL KTA-1150-CS, ID NO. KA-92632-1/21-6, 1150 CU. IN. TURBOCHARGED, AFTERCOOLED, 460 HP (ASSUMED), 365 KW GENERATOR. | Diesel | Cummins | KTA1150-CS | 365 | 365 |  |  | 1535 River Park Dr. | Sacramento | 95632 | Tim Hearst | (916) 361-5500 | 8.17 | 0.38
4264 | SAC | GTE DATA |  | 1998 | 13839 | DIESEL IC ENGINE, DETROIT DIESEL, MODEL NO. 16V149, SERIAL NO.16E0006261, 1425 BHP, DRIVING EMERGENCY ELECTRICAL GENERATOR. | Diesel | Detroit Diesel | 16V149 | 950 |  | 1425 |  | 7901 Freeport Blvd. | Sacramento | 95832 | Narendra Mira | (916) 665-3263 | 8.17 | 0.38
4265 | SAC | GTE DATA |  | 1995 | 11359 | DIESEL IC ENGINE, CATERPILLAR, MODEL NO. 3516, SERIAL NO. 25Z02699, 2168 BHP, DRIVING EMERGENCY ELECTRICAL GENERATOR | Diesel | Caterpillar | 3516 | 1445.3333 |  | 2168 |  | 7901 Freeport Blvd. | Sacramento | 95832 | Narendra Mira | (916) 665-3263 | 8.17 | 0.38
4266 | SAC | GTE DATA |  | 1995 | 11655 | DIESEL IC ENGINE, CATERPILLAR, MODEL NO. 3516, SERIAL NO. 25Z04167, 2168 BHP, DRIVING EMERGENCY ELECTRICAL GENERATOR | Diesel | Caterpillar | 3516 | 1445.3333 |  | 2168 |  | 7901 Freeport Blvd. | Sacramento | 95832 | Narendra Mira | (916) 665-3263 | 8.17 | 0.38
4267 | SAC | GTE DATA |  | 1998 | 13840 | DIESEL IC ENGINE, CATERPILLAR, MODEL NO. 3516, SERIAL NO. 25Z00433, 2187 BHP, DRIVING EMERGENCY ELECTRICAL GENERATOR | Diesel | Caterpillar | 3516 | 1458 |  | 2187 |  | 7901 Freeport Blvd. | Sacramento | 95832 | Narendra Mira | (916) 665-3263 | 8.17 | 0.38
4268 | SAC | HYATT REGENCY |  | 1997 | 13548 | DIESEL IC ENGINE, CATERPILLAR, MODEL NO. 3412, 749 BHP, DRIVING EMERGENCY ELECTRICAL GENERATOR | Diesel | Caterpillar | 3412 | 499.3333 |  | 749 |  | 1209 L St. | Sacramento | 95814 | John Campbell | (916) 321-3592 | 6.9 | 0.4
4269 | SAC | KAISER HOSPITAL |  |  | 10288 | INTERNAL COMBUSTION ENGINE, FOR EMERGENCY ELECTRICAL GENERATION/LOAD SHED, DETROIT DIESEL, MODEL 8083-7405, 736 CU. IN., 480 BHP, 350 KW GENERATOR. | Diesel | N/A | N/A | 350 | 350 |  |  | 10725 International Dr. | Rancho Cordova | 95670
4270 | SAC | KAISER HOSPITAL |  | 1995 | 10643 | INTERNAL COMBUSTION ENGINE, STANDBY, CATERPILLAR, MODEL NO. 3508, SERIAL NO. 23Z03161, 1106 HORSEPOWER, COUPLED WITH A CATERPILLAR GENERATOR SET, MODEL NO. SR4, SERIAL NO. 6NA02043. | Diesel | Caterpillar | 3508 | 737.3333 |  | 1106 |  | 2025 Morse Ave. | Sacramento | 95825 | Chuck Saxton | (916) 973-7920 | 8.17 | 0.38
4271 | SAC | KMAX-TV |  | 1997 | 13647 | DIESEL IC ENGINE, CUMMINS, MODEL NO. KTA 19G2, S/N: 37874, 600 BHP, DRIVING EMERGENCY ELECTRICAL POWER GENERATOR | Diesel | Cummins | KTA 19G2 | 400 |  | 600 |  | TV Transmitter Site | Walnut Grove | 95690 | Jack Davis | (916) 925-3100 | 6.9 | 0.4
4272 | SAC | KXTV CHANNEL 10 |  | 1994 | 11280 | STANDBY IC ENGINE/GENERATOR - DETROIT DIESEL ENGINE MODEL NO. 81637416, SERIAL NO. 16VF011230, 7A34145, TURBOCHARGED AND AFTERCOOLED, 1232 BHP. | Diesel | Detroit Diesel | 8163-7416 | 821.3333 |  | 1232 |  | 400 Broadway | Sacramento | 95818 | Mike Cappi | (916) 321-3386 | 8.17 | 0.38
4273 | SAC | MCI |  | 1994 | 10004 | STANDBY INTERNAL COMBUSTION ENGINE, CUMMINS, MODEL NO. KTA2300G, ID NO. 11739-7, ENGINE NO. 33105581, 1135 BHP@1800 RPM, TURBOCHARGED, RATED AT 800 KW, ENGINE #5 | Diesel | Cummins | KTA2300G | 800 | 800 |  |  | 11085 Sun Center Dr. | Rancho Cordova | 95828 | Larry Schultz | (916) 537-1560 | 8.17 | 0.38
4274 | SAC | MCI |  | 1994 | 10006 | STANDBY INTERNAL COMBUSTION ENGINE, CUMMINS MODEL NO. KTA2300G, ID NO. 11739, ENGINE NO. 33105583, 1135 BHP @ 1800 RPM, TURBOCHARGED, RATED AT 800 KW, ENGINE #4 | Diesel | Cummins | KTA2300G | 800 | 800 |  |  | 11085 Sun Center Dr. | Rancho Cordova | 95828 | Larry Schultz | (916) 537-1560 | 8.17 | 0.38
4275 | SAC | MCI |  | 1994 | 10007 | STANDBY INTERNAL COMBUSTION ENGINE, CUMMINS MODEL NO. KTA 38 61, ID NO. 97534-5, ENGINE NO. 33122125, 1135 BHP @ 1800 RPM, RATED AT 865 KW, TURBOCHARGED, ENGINE #6 | Diesel | Cummins | KTA3861 | 865 | 865 |  |  | 11085 Sun Center Dr. | Rancho Cordova | 95828 | Larry Schultz | (916) 537-1560 | 8.17 | 0.38
4276 | SAC | MCI |  | 1994 | 9406 | STANDBY INTERNAL COMBUSTION ENGINE, CUMMINS MODEL NO. KTA-50-G3, ID NO. 7923414, ENGINE NO. 33117015, 1850 BHP @ 1800 RPM, RATED AT 1500 KW, ENGINE #1 | Diesel | Cummins | KTA50-G3 | 1500 | 1500 |  |  | 11085 Sun Center Dr. | Rancho Cordova | 95828 | Larry Schultz | (916) 537-1560 | 8.17 | 0.38
4277 | SAC | MCI |  | 1994 | 9407 | STANDBY INTERNAL COMBUSTION ENGINE, CUMMINS MODEL NO. KTA-50-G3, ID NO. 7923414, ENGINE NO. 33116831, 1850 BHP @ 1800 RPM, RATED AT 1500 KW, ENGINE #2 | Diesel | Cummins | KTA50-G3 | 1500 | 1500 |  |  | 11085 Sun Center Dr. | Rancho Cordova | 95828 | Larry Schultz | (916) 537-1560 | 8.17 | 0.38
4278 | SAC | MCI |  | 1994 | 10005 | STANDBY INTERNAL COMBUSTION ENGINE, CUMMINS, MODEL NO. KTA-50-G3, ID NO. 7568515, 1850 BHP @ 1800 RPM, TURBOCHARGED, ENGINE #3 | Diesel | Cummins | KTA50-G3 | 1233.3333 |  |  | 1850 | 11085 Sun Center Dr. | Rancho Cordova | 95828 | Larry Schultz | (916) 537-1560 | 8.17 | 0.38
4279 | SAC | MERCY GENERAL HOSPITAL |  | 1990 | 9418 | DIESEL IC ENGINE, CUMMINS, MODEL NO. KTA38-G1, SERIAL NO. 33111876, 1135 HP, DRIVING EMERGENCY ELECTRICAL GENERATOR. | Diesel | Cummins | KTA38-G1 | 756.6667 |  | 1135 |  | 4001 J St. | Sacramento | 95816 | Jim Peterson | (916) 453-4255 | 8.17 | 0.38
4280 | SAC | MERCY GENERAL HOSPITAL |  | 1990 | 9419 | DIESEL IC ENGINE, CUMMINS, MODEL NO. KTA38-G1, SERIAL NO. 33111751, 1135 HP, DRIVING EMERGENCY ELECTRICAL GENERATOR. | Diesel | Cummins | KTA38-G1 | 756.6667 |  | 1135 |  | 4001 J St. | Sacramento | 95816 | Jim Peterson | (916) 453-4255 | 8.17 | 0.38
4281 | SAC | MERCY HOSPITAL FOLSOM |  | 1992 | 9629 | DIESEL IC ENGINE, CUMMINS, MODEL NO. 33113114, SERIAL NO. KTA3801, 1135 HP, DRIVING EMERGENCY ELECTRICAL GENERATOR. | Diesel | Cummins | 33113114 | 756.6667 |  | 1135 |  | 1650 Creekside Dr. | Folsom | 95630 | Vic Sims | (916) 983-7523 | 8.17 | 0.38
4282 | SAC | MERCY SAN JUAN HOSPITAL |  | 1992 | 10747 | INTERNAL COMBUSTION ENGINE #3, FOR EMERGENCY ELECTRICAL GENERATION, CATERPILLAR, MODEL NO. 3406TA, ID NO. 4RG01599, 475 ENGINE BHP, 893 CU IN .F CYLINDER DISPLACEMENT. | Diesel | Caterpillar | 3406TA | 316.6667 |  |  | 475 | 6501 Coyle Ave. | Carmichael | 95608 | Britt Mason | (916) 537-5202 | 8.17 | 0.38
4283 | SAC | RANCHO MURIETA CSD |  | 1997 | 13463 | DIESEL IC ENGINE, CATERPILLAR, MODEL NO. 3512, 893 BHP, DRIVING EMERGENCY ELECTRICAL GENERATOR. | Diesel | Caterpillar | 3512 | 595.3333 |  |  | 893 | Reynoso Dr. | Rancho Murieta | 95683 | Wes White | (916) 354-3721 | 8.17 | 0.38
4284 | SAC | RANCHO MURIETA CSD |  | 2000 | 14710 | IC ENGINE, VOLVO, MODEL TAD 1631GE, SERIAL NO. 2160035095, 749 HP @1800 RPM, DIESEL FUELED, DRIVING AN EMERGENCY ELECTRICAL GENERATOR. | Diesel | Volvo | TAD 1631GE | 499.3333 |  | 749 |  | 15160 Jackson Rd. | Rancho Murieta | 95683 | Lee Lawrence | (916) 354-3700 | 6.9 | 0.4
4285 | SAC | ROSEVILLE TELEPHONE |  | 1992 | 9666 | INTERNAL COMBUSTION ENGINE, FOR EMERGENCY ELECTRICAL GENERATION/LOAD SHED, CATERPILLAR, MODEL 3412, ID NO. 81Z03775, 908 ENGINE BHP, 1649 CU. IN. DISPLACEMENT. | Diesel | Caterpillar | 3412 | 605.3333 |  |  | 908 | 7656 Old Auburn Blvd. | Citrus Heights | 95610 | Gordon van Alstine | (916) 223-1956 | 8.17 | 0.38
4286 | SAC | ROSEVILLE TELEPHONE |  | 1995 | 11820 | INTERNAL COMBUSTION ENGINE, STANDBY, CATERPILLAR, SERIAL NO. 4XF00569, 2847 HORSEPOWER, COUPLED WITH A CATERPILLAR GENERATOR SET, MODEL NO. SR-4, SERIAL NO. 2ED01616. | Diesel | Caterpillar | 3516 | 1898 |  | 2847 |  | 7656 Old Auburn Blvd. | Citrus Heights | 95610 | Gordon van Alstine | (916) 223-1956 | 8.17 | 0.38
4287 | SAC | SMUD |  | 1992 | 10061 | INTERNAL COMBUSTION ENGINE, FOR EMERGENCY ELECTRICAL GENERATION, CUMMINS V12, MODEL KTA-38-G2, SERIAL NO. 33113370, 1115 BHP, 2300 CU. IN. DISPLACEMENT | Diesel | Cummins | KTA38-G2 | 743.3333 |  |  | 1115 | 6201 S St. | Sacramento | 95817 | Ted Huff | (916) 732-7028 | 8.17 | 0.38
4288 | SAC | SMUD |  | 1992 | 10062 | INTERNAL COMBUSTION ENGINE, FOR EMERGENCY ELECTRICAL GENERATION, CUMMINS V12, MODEL KTA-38-G2, SERIAL NO. 33113371, 1115 BHP, 2300 CU. IN. DISPLACEMENT | Diesel | Cummins | KTA38-G2 | 743.3333 |  |  | 1115 | 6201 S St. | Sacramento | 95817 | Ted Huff | (916) 732-7028 | 8.17 | 0.38
4289 | SAC | STATE OF CA |  | 1993 | 9991 | INTERNAL COMBUSTION ENGINE, FOR EMERGENCY ELECTRICAL GENERATION/LOAD SHED, CUMMINS, MODEL KTA19-62, ID NO. 37139272, 600 ENGINE BHP, 1150 CU. IN. DISPLACEMENT | Diesel | Cummins | KTA19-62 | 400 |  | 600 |  | 3001 Ramona Ave. | Sacramento | 95826 | David Haynes | (916) 733-2440 | 8.17 | 0.38
4290 | SAC | STATE OF CA - FOLSOM PRISON |  | 1996 | 12531 | INTERNAL COMBUSTION ENGINE, CUMMINS, MODEL #KTA19G2, 600 BHP, DIESEL FIRED, DRIVING STANDBY ELECTRICAL GENERATOR (500 KW) | Diesel | Cummins | KTA19-G2 | 500 | 500 |  |  | Kitchen | Represa | 95671 | Art Louie (ext. 4552) | (916) 985-2561 | 6.9 | 0.4
4291 | SAC | STATE OF CA - FOLSOM PRISON |  | 1995 | 12041 | CATERPILLAR, MODEL NO. 3516, 16 CYLINDERS, TURBOCHARGED, AFTERCOOLED, 2168 HP@ 1800 RPM, DRIVING 1500 KW GENERATOR | Diesel | Caterpillar | 3516 | 1500 | 1500 |  |  | Inmate Day Labor | Represa | 95671 | Art Louie (ext. 4552) | (916) 985-2561 | 8.17 | 0.38
4293 | SAC | STATE OF CA - FOLSOM PRISON |  | 1991 | 9604 | IC ENGINE, MITSUBISHI, MODEL S6NPTA, SERIAL NO. 22139, 671 HP @1800 RPM, DIESEL FUELED, DRIVING AN EMERGENCY ELECTRICAL GENERATOR. | Diesel | Mitsubishi | S6NPTA | 447.3333 |  | 671 |  | Plant Operations (E. Natoma St.) | Folsom | 95630 | Bud Suder | (916) 985-8610 Ext. 7332 | 8.17 | 0.38
4294 | SAC | STATE OF CA - FOLSOM PRISON |  | 1991 | 9601 | IC ENGINE, MITSUBISHI, MODEL S12APTA, SERIAL NO. 11162, 805 HP @1800 RPM, DIESEL FUELED, DRIVING AN EMERGENCY ELECTRICAL GENERATOR. | Diesel | Mitsubishi | S12APTA | 536.6667 |  | 805 |  | Facility C (E. Natoma St.) | Folsom | 95630 | Bud Suder | (916) 985-8610 Ext. 7332 | 8.17 | 0.38
4295 | SAC | STATE OF CA - FOLSOM PRISON |  | 1991 | 9602 | IC ENGINE, MITSUBISHI, MODEL S12APTA, SERIAL NO. 11163, 805 HP @1800 RPM, DIESEL FUELED, DRIVING AN EMERGENCY ELECTRICAL GENERATOR. | Diesel | Mitsubishi | S12APTA | 536.6667 |  | 805 |  | Facility B (E. Natoma St.) | Folsom | 95630 | Bud Suder | (916) 985-8610 Ext. 7332 | 8.17 | 0.38
4296 | SAC | STATE OF CA - FOLSOM PRISON |  | 1991 | 9603 | IC ENGINE, MITSUBISHI, MODEL S12APTA, SERIAL NO. 11164, 805 HP @1800 RPM, DIESEL FUELED, DRIVING AN EMERGENCY ELECTRICAL GENERATOR. | Diesel | Mitsubishi | S12APTA | 536.6667 |  | 805 |  | Facility A (E. Natoma St.) | Folsom | 95630 | Bud Suder | (916) 985-8610 Ext. 7332 | 8.17 | 0.38
4297 | SAC | SUTTER GENERAL HOSPITAL |  | 1990 | 9579 | DIESEL IC ENGINE #1, CUMMINS, MODEL NO. VTA 28G2, ID NO. 37109458, 1710 CUBIC INCHES, 900 HP, DRIVING EMERGENCY ELECTRICAL GENERATOR. | Diesel | Cummins | VTA28G2 | 586.6667 |  | 880 |  | 1250 29th St. | Sacramento | 95816 | Pete Plessas | (916) 454-6965 | 8.17 | 0.38
4298 | SAC | SUTTER GENERAL HOSPITAL |  | 1990 | 9580 | DIESEL IC ENGINE #2, CUMMINS, MODEL NO. VTA 28G2, ID NO. 37109460, 1710 CUBIC INCHES, 900 HP, DRIVING EMERGENCY ELECTRICAL GENERATOR. | Diesel | Cummins | VTA28G2 | 586.6667 |  | 880 |  | 1250 29th St. | Sacramento | 95816 | Pete Plessas | (916) 454-6965 | 8.17 | 0.38
4299 | SAC | SUTTER GENERAL HOSPITAL |  | 1990 | 9581 | DIESEL IC ENGINE #3, CUMMINS, MODEL NO. VTA 28G2, ID NO. 37109459, 1710 CUBIC INCHES, 900 HP, DRIVING EMERGENCY ELECTRICAL GENERATOR. | Diesel | Cummins | VTA28G2 | 586.6667 |  | 880 |  | 1250 29th St. | Sacramento | 95816 | Pete Plessas | (916) 454-6965 | 8.17 | 0.38
4300 | SAC | SUTTER GENERAL HOSPITAL |  | 1990 | 9582 | DIESEL IC ENGINE #4, CUMMINS, MODEL NO. VTA 28G2, ID NO. 37120807, 1710 CUBIC INCHES, 900 HP, DRIVING EMERGENCY ELECTRICAL GENERATOR. | Diesel | Cummins | VTA28G2 | 586.6667 |  | 880 |  | 1250 29th St. | Sacramento | 95816 | Pete Plessas | (916) 454-6965 | 8.17 | 0.38
4301 | SAC | SUTTER MEMORIAL HOSPITAL |  | 1991 | 9621 | DIESEL IC ENGINE #2, CATERPILLAR, MODEL NO. D-379, ID NO. 68B1315, 480 HP, DRIVING EMERGENCY ELECTRICAL GENERATOR. | Diesel | Caterpillar | D-379 | 320 |  | 480 |  | 5200 F St. | Sacramento | 95819 | Willie Dinkins | (916) 454-3333 Ext. 11595 | 8.17 | 0.38
4302 | SAC | SUTTER MEMORIAL HOSPITAL |  | 1998 | 9177 | DIESEL IC ENGINE, CATERPILLAR, MODEL NO. D-379A, ID NO. 68B650, 510 HP, DRIVING EMERGENCY ELECTRICAL GENERATOR | Diesel | Caterpillar | D-379A | 340 |  | 510 |  | 5200 F St. | Sacramento | 95819 | Willie Dinkins | (916) 454-3333 Ext. 11595 | 6.9 | 0.4
4303 | SAC | SUTTER MEMORIAL HOSPITAL |  | 1985 | 7417 | DIESEL IC ENGINE, CATERPILLAR, MODEL NO. D-378, ID NO. 66B4370, 970 HP, DRIVING EMERGENCY ELECTRICAL GENERATOR | Diesel | Caterpillar | D-378 | 646.6667 |  | 970 |  | 5200 F. St. | Sacramento | 95819 | Willie Dinkins | (916) 454-3333 Ext. 11595 | 11 | 0.53
4304 | SAC | SUTTER MEMORIAL HOSPITAL |  | 1991 | 9620 | DIESEL IC ENGINE #1, CUMMINS, MODEL NO. KTTA-38G, ID NO. 331090763, 1180 HP, DRIVING EMERGENCY ELECTRICAL GENERATOR. | Diesel | Cummins | KTTA38G | 786.6667 |  | 1180 |  | 5200 F St. | Sacramento | 95819 | Willie Dinkins | (916) 454-3333 Ext. 11595 | 8.17 | 0.38
4309 | SAC | CITY OF SACRAMENTO |  | 2000 | 14773 | IC ENGINE, DETROIT DIESEL, MODEL 12V-4000 SERIAL NO. 5262000338, 2200 HP @1800 RPM, DIESEL FUELED, DRIVING AN EMERGENCY ELECTRICAL GENERATOR. | Diesel | Detroit Diesel | 12V-4000 | 1466.6667 |  | 2200 |  | 5701 Elvas Ave. | Sacramento | 95819 | Paul Barnes | (916) 264-1442 | 6.9 | 0.4
4310 | SAC | CITY OF SACRAMENTO |  | 1999 | 14460 | IC ENGINE, CATERPILLAR, MODEL 3516B DITA SC, S.N. 6HN00376, 2876 HP @1800 RPM, DIESEL FUELED, DRIVING AN EMERGENCY ELECTIRCAL GENERATOR. | Diesel | Caterpillar | 3516B DITA SC | 1917.3333 |  | 2876 |  | 3530 Riverside Blvd. | Sacramento | 95818 | Clark Munkers | (916) 264-5653 | 8.17 | 0.38
4311 | SAC | CITY OF SACRAMENTO |  | 1999 | 14461 | IC ENGINE, CATERPILLAR, MODEL 3516B DITA SC, S.N. 6HN00375, 2876 HP @1800 RPM, DIESEL FUELED, DRIVING AN EMERGENCY ELECTIRCAL GENERATOR. | Diesel | Caterpillar | 3516B DITA SC | 1917.3333 |  | 2876 |  | 3530 Riverside Blvd. | Sacramento | 95818 | Clark Munkers | (916) 264-5653 | 8.17 | 0.38
4312 | SAC | CITY OF SACRAMENTO |  | 1999 | 14462 | IC ENGINE, CATERPILLAR, MODEL 3516B DITA SC, S.N. 6HN00374, 2876 HP @1800 RPM, DIESEL FUELED, DRIVING AN EMERGENCY ELECTIRCAL GENERATOR. | Diesel | Caterpillar | 3516B DITA SC | 1917.3333 |  | 2876 |  | 3530 Riverside Blvd. | Sacramento | 95818 | Clark Munkers | (916) 264-5653 | 8.17 | 0.38
4313 | SAC | CITY OF SACRAMENTO |  | 1999 | 14463 | IC ENGINE, CATERPILLAR, MODEL 3516B DITA SC, S.N. 6HN00379, 2876 HP @1800 RPM, DIESEL FUELED, DRIVING AN EMERGENCY ELECTIRCAL GENERATOR. | Diesel | Caterpillar | 3516B DITA SC | 1917.3333 |  | 2876 |  | 3530 Riverside Blvd. | Sacramento | 95818 | Clark Munkers | (916) 264-5653 | 8.17 | 0.38
4314 | SAC | CITY OF SACRAMENTO |  | 1999 | 14509 | STANDBY IC ENGINE, DETROIT DIESEL, MODEL 20V-149TI, SERIAL #20E200443, 2935 HP, DIESEL FIRED, FOR EMERGENCY ELECTRICAL POWER GENERATION | Diesel | Detroit Diesel | 20V-149TI | 1956.6667 |  | 2935 |  | Cal Expo Parking | Sacramento | 95816 |  |  | 8.17 | 0.38
4316 | SAC | COUNTY OF SACRAMENTO |  | 1994 | 11502 | INTERNAL COMBUSTION ENGINE, FOR EMERGENCY ELECTRICAL GENERATION, CUMMINS, MODEL NTA-855-G2, SERIAL NO. 38943, 465 ENGINE BHP. | Diesel | Cummins | NTA855-G2 | 310 |  |  | 465 | Various Locations | Sacramento | 95816 | Jeff Saunders | (916) 591-0705 | 8.17 | 0.38
4317 | SAC | COUNTY OF SACRAMENTO |  | 1998 | 13728 | DIESEL IC ENGINE, CUMMINS, MODEL NO. NTA855GS2, S/N: 11426547, 465 HP, DRIVING EMERGENCY ELECTRICAL GENERATOR | Diesel | Cummins | NTA855-GS2 | 310 |  | 465 |  | Mather Airport Facility #10065 | Mather Field | 95742 | Steve Sims | (916) 875-7077 | 6.9 | 0.4
4319 | SAC | COUNTY OF SACRAMENTO |  | 1994 | 12745 | DIESEL IC ENGINE FOR EMERGENCY ELECTRICAL POWER, DETROIT DIESEL, MODEL 6V92TA, SERIAL NO. 06VF214658, TURBOCHARGED, AFTERCOOLED, 474 BHP. | Diesel | Detroit Diesel | 6V-92TA | 316 |  |  | 474 | 6900 Airport Blvd./West | Sacramento | 95816 | John Febbo | (916) 874-0775 | 8.17 | 0.38
4320 | SAC | COUNTY OF SACRAMENTO |  | 1998 | 12747 | DIESEL IC ENGINE FOR EMERGENCY ELECTRICAL POWER, DETROIT DIESEL, MODEL 6V92TA, S/N 06VF214442, TURBOCHARGED, 474 BHP | Diesel | Detroit Diesel | 6V-92TA | 316 |  |  | 474 | 6900 Airport Blvd./East | Sacramento | 95834 | John Febbo | (916) 874-0775 | 6.9 | 0.4
4321 | SAC | COUNTY OF SACRAMENTO |  | 1992 | 10493 | INTERNAL COMBUSTION EINGINE, FOR EMERGENCY ELECTRICAL GENERATION/LS, CATERPILLAR, MODEL 3406B, SERIAL NO. 4RG00374, 519 BHP, 893 CU. IN. DISPLACEMENT, 350 KW GENERATOR | Diesel | Caterpillar | 3406B | 350 | 350 |  |  | 12500 Bruceville Blvd. | Elk Grove | 95758 | Norm Bolduc | (916) 874-1900 | 8.17 | 0.38
4322 | SAC | COUNTY OF SACRAMENTO |  | 1999 | 14121 | DIESEL IC ENGINE, CATERPILLAR, MODEL NO. 3406, SERIAL NO. 4ZR3189, 587 BHP @1800 RPM, DRIVING EMERGENCY ELECTRICAL GENERATOR | Diesel | Caterpillar | 3406 | 391.3333 |  | 587 |  | 12500 Bruceville Rd. | Elk Grove | 95758 | Norm Bolduc | (916) 874-1900 | 6.9 | 0.4
4323 | SAC | COUNTY OF SACRAMENTO |  | 1994 | 11545 | DIESEL IC ENGINE, CUMMINS, MODEL NO. MTA-19G-2, S/N 62054, 600 BHP, DRIVING EMERGENCY ELECTRICAL GENERATOR. | Diesel | Cummins | MTA19-G2 | 400 |  |  | 600 | 6300 Aviation Dr. | Sacramento | 95816 | John Febbo | (916) 874-0775 | 8.17 | 0.38
4324 | SAC | COUNTY OF SACRAMENTO |  | 1996 | 12947 | DIESEL IC ENGINE, DETROIT DIESEL, MODEL NO. 8083-7416, S/N 33968H117, 643 BHP, DRIVING EMERGENCY ELECTRICAL GENERATOR | Diesel | Detroit Diesel | 8083-7416 | 428.6667 |  |  | 643 | 6736 Earhart Dr. | Sacramento | 95837 | John Febbo | (916) 874-0775 | 6.9 | 0.4
4325 | SAC | COUNTY OF SACRAMENTO |  | 1999 | 14124 | DIESEL IC ENGINE, DETROIT DIESEL, MODEL NO. 8083-7316, SERIAL NO. 08VF170915, 643 BHP @1800 RPM, DRIVING EMERGENCY ELECTRICAL GENERATOR | Diesel | Detroit Diesel | 8083-7316 | 428.6667 |  |  | 643 | 3615 Auburn Blvd. | Sacramento | 95821 | Ron Linden | (916) 875-9081 | 6.9 | 0.4
4326 | SAC | COUNTY OF SACRAMENTO |  | 1996 | 12866 | DIESEL IC ENGINE, CATERPILLAR, MODEL D398A, S/N 66B1167, TURBOCHARGED, 750 BHP, DRIVING EMERGENCY ELECTRICAL GENERATOR. | Diesel | Caterpillar | D398A | 500 |  |  | 750 | 6900 Airport Blvd. | Sacramento | 95837 | John Febbo | (916) 874-0775 | 6.9 | 0.4
4327 | SAC | COUNTY OF SACRAMENTO |  | 1998 | 12746 | DIESEL IC ENGINE FOR EMERGENCY ELECTRICAL POWER, DETROIT DIESEL, MODEL 12V-71TA, S/N 12VA089559, TURBOCHARGED, 750 BHP. | Diesel | Detroit Diesel | 12V-71 TA | 500 |  | 750 |  | 6900 Airport Blvd./West | Sacramento | 95834 | John Febbo | (916) 874-0775 | 6.9 | 0.4
4329 | SAC | COUNTY OF SACRAMENTO |  | 2001 | 15516 | IC ENGINE STANDBY, DETROIT DIESEL, MODEL R123-7K035, SERIAL NO. 5352001052, 910 HP @1800 RPM, 1458 CU. IN. DISPLACEMENT, DIESEL FUELED, DRIVING AN EMERGENCY ELECTRICAL GENERATOR | Diesel | Detroit Diesel | R123-7K035 | 606.6667 |  | 910 |  | Stonelake Pump Station, end of Bobbell Court | Sacramento | 95758 | Tim Taylor | (916) 875-2726 | 6.9 | 0.4
4330 | SAC | COUNTY OF SACRAMENTO |  | 1990 | 9933 | INTERNAL COMBUSTION ENGINE, FOR EMERGENCY ELECTRICAL GENERATION, CATERPILLAR, MODEL D398, ID NO. 66B398, 970 ENGINE BHP, 2946 CU. IN. OF CYLINDER DISPLACEMENT | Diesel | Caterpillar | D398 | 646.6667 |  |  | 970 | 700 H St. | Sacramento | 95814 | Tim Williams | (916) 874-5854 | 8.17 | 0.38
4331 | SAC | COUNTY OF SACRAMENTO |  | 1995 | 12133 | IC ENGINE FOR EMERGENCY ELECTRICAL POWER GENERATION, CATERPILLAR, MODEL 3412 DITTA, S.N. 2WJ00196, TURBOCHARGED, AFTERCOOLED, 1025 BHP, SERVING 700 KW GENERATOR. | Diesel | Caterpillar | 3412 DITTA | 683.3333 |  | 1025 |  | Various Locations | Sacramento | 95816 | Jeff Saunders | (916) 591-0705 | 8.17 | 0.38
4332 | SAC | COUNTY OF SACRAMENTO |  | 2001 | 15030 | IC ENGINE STANDBY, DETROIT DIESEL, MODEL R123-7K06 G81, SERIAL NO. 891391, 1120 HP @1800 RPM, 1458 CU. IN. DISPLACEMENT, DIESEL FUELED, DRIVING AN EMERGENCY ELECTRICAL GENERATOR. | Diesel | Detroit Diesel | R123-7K06G81 | 750 | 750 |  |  | 10140 Calvine Rd. | Sacramento | 95829 | Don Fiorino | (916) 874-8385 | 6.9 | 0.4
4333 | SAC | COUNTY OF SACRAMENTO |  | 1997 | 12767 | DIESEL IC ENGINE, CATERPILLAR, MODEL NO. 3512, S/N 24Z05630, 1586 BHP, DRIVING EMERGENCY ELECTRICAL GENERATOR RATED AT 1100 KW | Diesel | Caterpillar | 3512 | 1100 | 1100 |  |  | 4800 Broadway | Sacramento | 95820 | Jeff Saunders | (916) 875-6335 | 8.17 | 0.38
4334 | SAC | COUNTY OF SACRAMENTO |  | 1999 | 13648 | DIESEL IC ENGINE, CATERPILLAR, MODEL 3516, SERIAL NO. 6HN00179, 2876 HP, DRIVING EMERGENCY ELECTRICAL GENERATOR | Diesel | Caterpillar | 3516 | 1917.3333 |  | 2876 |  | 6850 Airport Blvd. | Sacramento | 95837 | John Febbo | (916) 874-0775 | 8.17 | 0.38
4335 | SAC | COUNTY OF SACRAMENTO |  | 1999 | 13650 | DIESEL IC ENGINE, CATERPILLAR, MODEL 3516, SERIAL NO. 6HN00181, 2876 HP, DRIVING EMERGENCY ELECTRICAL GENERATOR | Diesel | Caterpillar | 3516 | 1917.3333 |  | 2876 |  | 6850 Airport Blvd. | Sacramento | 95837 | John Febbo | (916) 874-0775 | 8.17 | 0.38
4336 | SAC | CSAA |  | 1997 | 12922 | DIESEL IC ENGINE, DETROIT DIESEL, MODEL NO. 8123-7405, SERILA NO. 12VF01277, 830 BHP @1800 RPM, DRIVING EMERGENCY ELECTRICAL GENERATOR. | Diesel | Detroit Diesel | 8123-7405 | 553.3333 |  | 830 |  | 8687 Weyland Ave. | Sacramento | 95816 | Jennifer Poindexter | (916) 388-7279 | 8.17 | 0.38
4337 | SAC | CSU SACRAMENTO |  | 1997 | 14625 | IC ENGINE, DETROIT DIESEL, MODEL 6063-TK35, SERIAL NO. N/A, 550 HP @1800 RPM, DIESEL FUELED, DRIVING AN EMERGENCY ELECTRICAL GENERATOR. | Diesel | Detroit Diesel | 6063-TK35 | 366.6667 |  | 550 |  | 600 J St. (Computer Center) | Sacramento | 95816 | Rachelle Arnold | (916) 278-7605 | 6.9 | 0.4
4338 | SAC | DEFENSE MICROELECTRONICS |  | 2000 | 15384 | INTERNAL COMBUSTION ENGINE, DETROIT DIESEL, MODEL NO. 16V92TA, SERIAL NO. 16VF10433, 1232 BHP, DIESEL FIRED, DRIVING STANDBY ELECTRICAL GENERATOR | Diesel | Detroit Diesel | 16V-92TA | 821.3333 |  |  | 1232 | Bldg 01069 | McClellan AFB | 95652 | Dan Grant | (916) 568-4053 | 6.9 | 0.4
4339 | SAC | DELTA NET |  | 2000 | 14579 | IC ENGINE, CATERPILLAR, MODEL 3512B DITA SC 4P, SERIAL NO. 6WN00347, 2172 HP @1800 RPM, DIESEL FUELED, DRIVING AN EMERGENCY ELECTRICAL GENERATOR. | Diesel | Caterpillar | 3512B DITA SC4P | 1448 |  | 2172 |  | 8142 Sheldon Rd. | Elk Grove | 95624 | Harvey Moyer | (916) 870-6600 | 6.9 | 0.4
4340 | SAC | DEPT OF FOOD & AGRICULTURE |  | 2000 | 15102 | IC ENGINE, DETROIT DIESEL, MODEL 7123-7406, SERIAL NO. 7A41044, 750 HP @1800 RPM, DIESEL FUELED, DRIVING AN EMERGENCY ELECTRICAL GENERATOR. | Diesel | Detroit Diesel | 7123-7406 | 500 |  | 750 |  | 3294 Meadowview Rd. | Sacramento | 95832 | Tony Holly | (916) 262-1085 | 6.9 | 0.4
4342 | SAC | E*TRADE GROUP |  | 2000 | 14453 | IC ENGINE, CUMMINS, MODEL KTA19-G4, SERIAL NO. 65306, ENGINE NO. 37181074, 755 HP @1800 RPM, DIESEL FIRED, DRIVING AN EMERGENCY ELECTRICAL GENERATOR. | Diesel | Cummins | KTA19-G4 | 503.3333 |  | 755 |  | 10951 White Rock Road | Rancho Cordova | 95670 |  |  | 6.9 | 0.4
4343 | SAC | E*TRADE GROUP |  | 2000 | 14454 | IC ENGINE, CUMMINS, MODEL KTA19-G4, SERIAL NO. 65306, ENGINE NO. 37181074, 755 HP @1800 RPM, DIESEL FIRED, DRIVING AN EMERGENCY ELECTRICAL GENERATOR. | Diesel | Cummins | KTA19-G4 | 503.3333 |  | 755 |  | 10911 White Rock Road | Rancho Cordova | 95670 | Tom Gaffney | (916) 463-2987 | 6.9 | 0.4
4344 | SAC | E*TRADE GROUP |  | 2000 | 14591 | IC ENGINE, DETROIT DIESEL, MODEL R1237K06, SERIAL NO. 5352000430, 1120 HP @1800 RPM, DIESEL FUELED, DRIVING AN EMERGENCY ELECTRICAL GENERATOR | Diesel | Detroit Diesel | R1237K06 | 746.6667 |  | 1120 |  | 10911 White Rock Road | Rancho Cordova | 95670 | Tom Gaffney | (916) 463-2987 | 6.9 | 0.4
4345 | SAC | E*TRADE GROUP |  | 2000 | 14766 | DIESEL IC ENGINE, CATERPILLAR, MODEL NO. 3512B, ENGINE ID NO. UNKNOWN, 2172 HP, DRIVING EMERGENCY ELECTRICAL GENERATOR | Diesel | Caterpillar | 3512B | 1448 |  | 2172 |  | 10877 White Rock Road | Rancho Cordova | 95670 | Tom Gaffney | (916) 463-2987 | 6.9 | 0.4
4346 | SAC | EARTHLINK |  | 2000 | 14995 | DIESEL IC ENGINE, CUMMINS, MODEL NO. NTA855-G2, SERIAL NO. 30329142, 465 BHP, DRIVING EMERGENCY ELECTRICAL GENERATOR | Diesel | Cummins | NTA855-G2 | 310 |  | 465 |  | 2495 Natomas Park Dr. | Sacramento | 95833 | Ronald Sease | (916) 825-9516 | 6.9 | 0.4
4347 | SAC | ED FUND |  | 2000 | 15407 | IC ENGINE STANDBY, CUMMINS, MODEL NTA855-G5, SERIAL NO. 11930554, 605 HP @1800 RPM, DIESEL FIRED, POWERING AN EMERGENCY ELECTRICAL GENERATOR | Diesel | Cummins | NTA855-G5 | 403.3333 |  | 605 |  | 3300 Zinfandel Dr. | Rancho Cordova | 95670 | Bob Horning | (916) 526-8246 | 6.9 | 0.4
4348 | SAC | EDS |  | 2000 | 14155 | DIESEL IC ENGINE, CATERPILLAR, MODEL NO. 3412 DITA, SERIAL NO. 81219205, 900 BHP, DRIVING EMERGENCY ELECTRICAL GENERATOR | Diesel | Caterpillar | 3412 DITA | 600 |  |  | 900 | 10888 White Rock Rd. | Rancho Cordova | 95670 | Scott Kutylowski | (916) 861-3272 | 6.9 | 0.4
4349 | SAC | ELECTRIC LIGHTWAVE |  | 2000 | 14792 | IC ENGINE STANDBY, CATERPILLAR, MODEL 3412, SERIAL #2WJ02348, 4 CYCLE, TURBOCHARGED, AFTERCOOLED, 1108 BHP @1800 RPM, DIESEL FUELED, 1649 CU. IN. DISPLACEMENT, POWER AN EMERGENCY ELECTRICAL GENERATOR | Diesel | Caterpillar | 3412 | 738.6667 |  | 1108 |  | 3224 LuYung Dr. | Rancho Cordova | 95670 | Daryl Monks | (916) 361-1990 | 6.9 | 0.4
4350 | SAC | FOLSOM WATER TREATMENT |  | 2000 | 15280 | IC ENGINE STANDBY, MITSUBISHI, MODEL S6A3-PTA, SERIAL NO. 32277, 657 HP @1800 RPM, TURBOCHARGED, AFTERCOOLED, DIESEL FIRED, 1133 CU. IN. DISPLACEMENT, DRIVING AN EMERGENCY ELECTRICAL GENERATOR | Diesel | Mitsubishi | S6A3-PTA | 438 |  | 657 |  | 194 Randall Dr. | Folsom | 95630 | Jim Bridges | (916) 355-8337 | 6.9 | 0.4
4351 | SAC | FORTRESS GSA SACTO |  | 1999 | 13865 | INTERNAL COMBUSTION ENGINE, EMERGENCY STANDBY, DETROIT DIESEL, MODEL NO. 81237405, ID NO. 12VF004751, 722 HP, DIESEL FUELED, DRIVING AN ELECTRICAL GENERATOR. | Diesel | Detroit Diesel | 8123-7405 | 481.3333 |  | 722 |  | 1325 J St. | Sacramento | 95814 | George Riley | (916) 492-1648 | 6.9 | 0.4
4352 | SAC | FORTRESS GSA SACTO |  | 1999 | 13866 | INTERNAL COMBUSTION ENGINE, EMERGENCY STANDBY, DETROIT DIESEL, MODEL NO. 81237405, ID NO. 12VF004807, 722 HP, DIESEL FUELED, DRIVING AN ELECTRICAL GENERATOR. | Diesel | Detroit Diesel | 8123-7405 | 481.3333 |  | 722 |  | 1325 J St. | Sacramento | 95814 | George Riley | (916) 492-1648 | 6.9 | 0.4
4353 | SAC | FOUNDATION HEALTH |  | 1995 | 12151 | IC ENGINE FOR EMERGENCY ELECTRICAL GENERATION, DETROIT DIESEL, SERIAL NO. 7A51146, MODEL NO. 91637416, 2275 HP. | Diesel | Detroit Diesel | 9163-7316 | 1516.6667 |  | 2275 |  | 12033 Foundation Place | Rancho Cordova | 95670 | Larry Stencil | (916) 935-3668 | 8.17 | 0.38
4354 | SAC | FRANKLIN FUND BUILDING VENTURE |  | 1993 | 16281 | DIESEL IC ENGINE, CATERPILLAR, MODEL NO. 3508TA, SERIAL NO. 23Z4540, 1093 BHP, DRIVING EMERGENCY ELECTRICAL GENERATOR | Diesel | Caterpillar | 3508 TA | 728.6667 |  | 1093 |  | 10600 Whiterock Rd. | Rancho Cordova | 95670 | Jack Spiegelman | (916) 381-3843 | 8.17 | 0.38
4355 | SAC | FRANKLIN RESOURCES |  | 1994 | 11374 | DIESEL IC ENGINE, CATERPILLAR, MODEL NO. 3508TA, SERIAL NO. 23Z0507076, 1093 BHP, DRIVING EMERGENCY ELECTRICAL GENERATOR | Diesel | Caterpillar | 3508 TA | 728.6667 |  |  | 1093 | 3355 Data Dr. | Rancho Cordova | 95670 | Chuck Swidoski | (916) 463-1769 | 8.17 | 0.38
4356 | SAC | FRANKLIN RESOURCES |  | 1995 | 11857 | DIESEL IC ENGINE, CATERPILLAR, MODEL NO. 3412, SERIAL NO. 2WJ00188, 1108 BHP, DRIVING EMERGENCY ELECTRICAL GENERATOR | Diesel | Caterpillar | 3412 | 738.6667 |  |  | 1108 | 3310 Quality Dr. | Rancho Cordova | 95670 | Chuck Swidoski | (916) 463-1769 | 8.17 | 0.38
4357 | SAC | FRANKLIN RESOURCES |  | 1996 | 12170 | DIESEL IC ENGINE, CATERPILLAR, MODEL 3412C , SERIAL NO. 2WJ00305, 1108 BHP, DRIVING EMERGENCY ELECTRICAL GENERATOR | Diesel | Caterpillar | 3412C | 739.3333 |  |  | 1109 | 3366 Quality Dr. | Rancho Cordova | 95670 | Chuck Swidoski | (916) 463-1769 | 8.17 | 0.38
4358 | SAC | FRANKLIN RESOURCES |  | 1998 | 13218 | DIESEL IC ENGINE, CATERPILLAR, MODEL NO. 3412, S/N 2WJ01270, 1108 BHP, DRIVING EMERGENCY ELECTRICAL GENERATOR | Diesel | Caterpillar | 3412 | 738.6667 |  |  | 1108 | 3343 Capitol Center | Rancho Cordova | 95814 | Chuck Swidoski | (916) 463-1769 | 8.17 | 0.38
4359 | SAC | FRANKLIN RESOURCES |  | 1996 | 12171 | DIESEL IC ENGINE, CATERPILLAR, MODEL NO. 3512, SERIAL NO. 24Z06440, 1818 BHP, DRIVING EMERGENCY ELECTRICAL GENERATOR | Diesel | Caterpillar | 3512 | 1212 |  |  | 1818 | 3366 Quality Dr. | Rancho Cordova | 95670 | Chuck Swidoski | (916) 463-1769 | 8.17 | 0.38
4360 | SAC | FRANKLIN RESOURCES |  | 1998 | 13664 | DIESEL IC ENGINE, CATERPILLAR, MODEL NO. 3512, S/N 24Z08769, 1818 BHP, DRIVING EMERGENCY ELECTRICAL GENERATOR | Diesel | Caterpillar | 3512 | 1212 |  |  | 1818 | 3344 Quality Dr. | Rancho Cordova | 95670 | Chuck Swidoski | (916) 463-1769 | 8.17 | 0.38
4362 | SAC | GEORGIA PACIFIC RESINS, INC. |  | 1998 | 10290 | DIESEL IC ENGINE, CATERPILLA, MODEL 3412 DIT, S.N. 81Z07341, 749 BHP, DRIVING EMERGENCY ELECTRICAL GENERATOR | Diesel | Caterpillar | 3412 DIT | 499.3333 |  | 749 |  | 10399 E. Stockton Blvd. | Elk Grove | 95624 | Mike Neuenburg | (916) 685-3964 | 6.9 | 0.4
4363 | SAC | GOLDEN 1 CREDIT UNION |  | 1999 | 13661 | DIESEL IC ENGINE, CATERPILLAR, MODEL NO. 3412 DITA, SERIAL NO. UNKNOWN, 1109 BHP, DRIVING EMERGENCY ELECTRICAL GENERATOR | Diesel | Caterpillar | 3412 DITA | 739.3333 |  | 1109 |  | 6507 4th Ave. | Sacramento | 95820 | Danny Harvey | (916) 732-2800 | 8.17 | 0.38
4364 | SAC | GTE DATA |  | 1998 | 13841 | DIESEL IC ENGINE, CATERPILLAR, MODEL NO. 3516, SERIAL NO. 25Z01344, 2187 BHP, DRIVING EMERGENCY ELECTRICAL GENERATOR | Diesel | Caterpillar | 3516 | 1458 |  | 2187 |  | 7901 Freeport Blvd. | Sacramento | 95832 | Narendra Mira | (916) 665-3263 | 8.17 | 0.38
4365 | SAC | HEARST ARGYLE STATIONS |  | 2000 | 15229 | IC ENGINE, CUMMINS, MODEL NTA-855-G3, SERIAL NO. 45839, 535 HP @1800 RPM, DIESEL FUELED, DRIVING AN EMERGENCY ELECTRICAL GENERATOR. | Diesel | Cummins | NTA855-G3 | 356.6667 |  | 535 |  | 14001 River Rd. | Walnut Grove | 95690 |  |  | 6.9 | 0.4
4366 | SAC | HEARST ARGYLE STATIONS |  | 1999 | 14490 | DIESEL IC ENGINE, CATERPILLAR, MODEL NO. 3516, SERIAL NO. 25Z04647, 2168 BHP, DRIVING EMERGENCY ELECTRICAL GENERATOR. | Diesel | Caterpillar | 3516 | 1445.3333 |  | 2168 |  | 3 Television Circle | Sacramento | 95816 | Steve Lunceford | (916) 325-3265 | 8.17 | 0.38
4367 | SAC | INFLOW |  | 2001 | 15380 | IC ENGINE STANDBY, CUMMINS, MODEL QST30-G5, SERIAL NO. 37193428, 1490 HP @1800 RPM, 1860 CU. IN. DISPLACEMENT, DIESEL FUELED, DRIVING AN EMERGENCY ELECTRICAL GENERATOR | Diesel | Cummins | QST30-G5 | 993.3333 |  | 1490 |  | 1515 K St. | Sacramento | 95814 | John Thomas | (916) 341-3800 | 6.9 | 0.4
4368 | SAC | INTEL |  | 1998 | 13335 | IC ENGINE STANDBY, CUMMINS, MODEL #NTA855-G2, ID#30360480, DIESEL FIRED, 465 HP. | Diesel | Cummins | KTA855-G2 | 310 |  | 465 |  | 1900 Prairie City Rd. | Folsom | 95630 | Barbara Bos | (916) 356-5462 | 6.9 | 0.4
4369 | SAC | INTEL |  | 1985 | 8226 | IC ENGINE STANDBY, CUMMINS, MODEL #KTA19-GS2, ID #31132235, DIESEL FIRED, 600 HP. | Diesel | Cummins | KTA19-GS2 | 400 |  | 600 |  | 1900 Prarie City Rd. | Folsom | 95630 | Barbara Bos | (916) 356-5462 | 11 | 0.53
4370 | SAC | INTEL |  | 1995 | 11669 | IC ENGINE STANDBY, CUMMINS, MODEL #KTA19-G2, ID# 62054, DIESEL FIRED, 600 HP. | Diesel | Cummins | KTA19-G2 | 400 |  | 600 |  | 1900 Prarie City Rd. | Folsom | 95630 | Barbara Bos | (916) 356-5462 | 8.17 | 0.38
4371 | SAC | INTEL |  | 1998 | 13333 | IC ENGINE STANDBY, CUMMINS, MODEL #KTA38-G4, ID#33138264, DIESEL FIRED, 1490 HP. | Diesel | Cummins | KTA38-G4 | 993.3333 |  | 1490 |  | 1900 Prairie City Rd. | Folsom | 95630 | Barbara Bos | (916) 356-5462 | 8.17 | 0.38
4372 | SAC | INTEL |  | 1998 | 13334 | IC ENGINE STANDBY, CUMMINS, MODEL #KTA38-G4, ID#33138365, DIESEL FIRED, 1490 HP. | Diesel | Cummins | KTA38-G4 | 993.3333 |  | 1490 |  | 1900 Prairie City Rd. | Folsom | 95630 | Barbara Bos | (916) 356-5462 | 8.17 | 0.38
4373 | SAC | INTEL |  | 1992 | 9754 | IC ENGINE STANDBY #1, CATERPILLAR, MODEL #3516, ID# 25Z01985, DIESEL FIRED, 2168 HP. | Diesel | Caterpillar | 3516 | 1445.3333 |  | 2168 |  | 1900 Prarie City Rd. | Folsom | 95630 | Barbara Bos | (916) 356-5462 | 8.17 | 0.38
4374 | SAC | INTEL |  | 1992 | 9755 | IC ENGINE STANDBY #2, CATERPILLAR, MODEL #3516, ID# 25Z01982, DIESEL FIRED, 2168 HP. | Diesel | Caterpillar | 3516 | 1445.3333 |  | 2168 |  | 1900 Prarie City Rd. | Folsom | 95630 | Barbara Bos | (916) 356-5462 | 8.17 | 0.38
4375 | SAC | INTEL |  | 1992 | 9756 | IC ENGINE STANDBY #3, CATERPILLAR, MODEL #3516, ID# 25Z01986, DIESEL FIRED, 2168 HP. | Diesel | Caterpillar | 3516 | 1445.3333 |  | 2168 |  | 1900 Prarie City Rd. | Folsom | 95630 | Barbara Bos | (916) 356-5462 | 8.17 | 0.38
4376 | SAC | INTERNATIONAL BILLING SERV. |  | 1999 | 13971 | DIESEL IC ENGINE, CUMMINS, MODEL NO. KTA 38-G4, SERIAL NO. 33141164, 1490 BHP, DRIVING EMERGENCY ELECTRICAL GENERATOR | Diesel | Cummins | KTA38-G4 | 993.3333 |  |  | 1490 | 9950 Mills Station Dr. | Rancho Cordova | 95827 | Tom Jones | (916) 857-6853 | 8.17 | 0.38
4377 | SAC | INTERNATIONAL BILLING SERV. |  | 1999 | 13972 | DIESEL IC ENGINE, CUMMINS, MODEL NO. KTA 38-G4, SERIAL NO. 33141221, 1490 BHP, DRIVING EMERGENCY ELECTRICAL GENERATOR | Diesel | Cummins | KTA38-G4 | 993.3333 |  |  | 1490 | 9950 Mills Station Dr. | Rancho Cordova | 95827 | Tom Jones | (916) 857-6853 | 8.17 | 0.38
4378 | SAC | KAISER HOSPITAL |  | 2000 | 14704 | INTERNAL COMBUSTION ENGINE #GEN004, EMERGENCY STANDBY, CATERPILLAR MODEL 3406, ID NO. 2WB12741, 475 BHP @1800 RPM, DIESEL-FUELED, DRIVING AN ELECTRICAL GENERATOR. | Diesel | Caterpillar | 3406 | 316.6667 |  |  | 475 | 2025 Morse Ave. | Sacramento | 95825 | Chuck Saxton | (916) 973-7920 | 6.9 | 0.4
4379 | SAC | KAISER HOSPITAL |  | 2000 | 14743 | IC ENGINE, CATERPILLAR, MODEL 3412C DITA, SERIAL NO. 81221078, 754 HP AT 180 RPM, DIESEL FUELED, DRIVING AN EMERGENCY ELECTRICAL GENERATOR. | Diesel | Caterpillar | 3412C DITA | 502.6667 |  | 754 |  | 3200 Arden Way | Sacramento | 95815 | Jeff Tellinghuisen | (916) 973-7920 | 6.9 | 0.4
4380 | SAC | KAISER PERMANENTE |  | 1997 | 13083 | DIESEL IC ENGINE, CUMMINS, MODEL NO. KTA19-G4, S/N 37174293, 755 BHP, DRIVING EMERGENCY ELECTRICAL GENERATOR | Diesel | Cummins | KTA19-G4 | 503.3333 |  |  | 755 | 1650 Response Rd. | Sacramento | 95815 | Willie Southward | (916) 614-4138 | 8.17 | 0.38
4381 | SAC | KAISER SOUTH |  | 1985 | 7966 | INTERNAL COMBUSTION ENGINE FOR EMERGENCY POWER GENERATOR, DIXIE POWER SYSTEMS, DETROIT DIESEL, MODEL 8163-7305, SERIAL #16VF-6161, 821 HP, WITH 1472 CUBIC INCHES OF CYLINDER DISPLACEMENT. | Diesel | Detroit Diesel | 8163-7305 | 547.3333 |  | 821 |  | 6601 Wyndham Way | Sacramento | 95823 | Bruce Donaldson | (916) 688-2415 | 11 | 0.53
4382 | SAC | KAISER SOUTH |  | 1998 | 10390 | INTERNAL COMBUSTION ENGINE, CUMMINS, MODEL #KTA-50-G1, S.N. 79232/2, 1300 BHP, DIESEL FIRED, DRIVING STANDBY GENERATOR | Diesel | Cummins | KTA-50-G1 | 866.6667 |  | 1300 |  | 6600 Bruceville Rd. | Sacramento | 95758 | John Weir | (916) 688-2415 | 8.17 | 0.38
4384 | SAC | LEGISLATIVE COUNSEL BUREAU |  | 1996 | 12481 | IC ENGINE FOR EMERGENCY ELECTRICAL GENERATION, DETROIT DIESEL CORP, MODEL NO. 12VF92TA, SERIAL NO. 12VF-11016, 947 HP | Diesel | Detroit Diesel | 12VF92TA | 631.3333 |  | 947 |  | 1100 J St. | Sacramento | 95814 | Maynard Pace | (916) 445-4965 | 8.17 | 0.38
4390 | SAC | McCLELLAN BUSINESS PARK |  | 2000 | 15449 | IC ENGINE STANDBY, MITSUBISHI, MODEL: SI2U, SERIAL NO. 10060, 2400 HP @1800 RPM, DIESEL FUELED, DRIVING AN EMERGENCY ELECTRICAL GENERATOR | Diesel | Mitsubishi | S12U | 1600 |  | 2400 |  | Bldg 600 | McClellan AFB | 95652 | Tammy Cox | (916) 996-6886 | 6.9 | 0.4
4391 | SAC | McCLELLAN BUSINESS PARK |  | 2000 | 15450 | IC ENGINE STANDBY, MITSUBISHI, MODEL: SI2U, SERIAL NO. 10061, 2400 HP @1800 RPM, DIESEL FUELED, DRIVING AN EMERGENCY ELECTRICAL GENERATOR | Diesel | Mitsubishi | S12U | 1600 |  | 2400 |  | Bldg 600 | McClellan AFB | 95652 | Tammy Cox | (916) 996-6886 | 6.9 | 0.4
4392 | SAC | MCI |  | 1998 | 13822 | A 947 HP DETROIT DIESEL IC ENGINE (MODEL 8123-7416) FOR EMERGENCY ELECTRICAL POWER GENERATION | Diesel | Detroit Diesel | 8123-7416 | 631.3333 |  | 947 |  | 11080 White Rock Rd. | Rancho Cordova | 95670 | Craig Knebel | (916) 537-1693 | 8.17 | 0.38
4394 | SAC | McKESSON |  | 2000 | 15194 | IC ENGINE STANDBY NO. 3, CATERPILLAR MODEL 3412, SERIAL NO. 2WJ02413, 1109 HP @1800 RPM, DIESEL FUELED, 1649 CU. IN. DISPLACEMENT, POWERING A 750 KW EMERGENCY ELECTRICAL GENERATOR. | Diesel | Caterpillar | 3412 | 750 | 750 |  |  | 11000 Trade Center Dr. | Rancho Cordova | 95670 | Randy Woofard | (916) 636-8783 | 6.9 | 0.4
4395 | SAC | McKESSON |  | 2000 | 15195 | IC ENGINE STANDBY NO. 2, CATERPILLAR MODEL 3508, SERIAL NO. 23Z00815, 1090 HP @1800 RPM, DIESEL FUELED, 2112 CU. IN. DISPLACEMENT, POWERING A 750 KW EMERGENCY ELECTRICAL GENERATOR. | Diesel | Caterpillar | 3508 | 750 | 750 |  |  | 11000 Trade Center Dr. | Rancho Cordova | 95670 | Randy Woofard | (916) 636-8783 | 6.9 | 0.4
4396 | SAC | McKESSON |  | 2000 | 15196 | IC ENGINE STANDBY NO. 1, CATERPILLAR MODEL 3508, SERIAL NO. 23Z00818, 1090 HP @1800 RPM, DIESEL FUELED, 2112 CU. IN. DISPLACEMENT, POWERING A 750 KW EMERGENCY ELECTRICAL GENERATOR. | Diesel | Caterpillar | 3508 | 750 | 750 |  |  | 11000 Trade Center Dr. | Rancho Cordova | 95670 | Randy Woofard | (916) 636-8783 | 6.9 | 0.4
4397 | SAC | MERCY HOSPITAL |  | 1994 | 10612 | STANDBY IC ENGINE/GENERATOR - CUMMINS DIESEL ENGINE MODEL NO. KTA-19-G2, ID NO. 37141206, 600 BHP. | Diesel | Cummins | KTA19-G2 | 400 |  | 600 |  | 10540 White Rock Rd. | Rancho Cordova | 95670 | Mike Guitero | (916) 453-4880 | 8.17 | 0.38
4398 | SAC | MERCY SAN JUAN HOSPITAL |  | 1992 | 9606 | INTERNAL COMBUSTION ENGINE #2, FOR EMERGENCY ELECTRICAL GENERATION/LOAD SHED, CATERPILLAR, MODEL NO. D-349, ID NO. LB95602, 1100 ENGINE BHP, 2382 CU. IN. OF CYLINDER DISPLACEMENT | Diesel | Caterpillar | D-349 | 733.3333 |  |  | 1100 | 6501 Coyle Ave. | Carmichael | 95608 | Britt Mason | (916) 537-5202 | 8.17 | 0.38
4399 | SAC | MERCY SAN JUAN HOSPITAL |  | 2000 | 13439 | IC ENGINE, CATERPILLAR, MODEL NO. 3516 DITA, SERIAL NO. 25Z05831, 2168 BHP @ 1800 RPM, TURBOCHARGED AND AFTERCOOLED, DIESEL FUELED, DRIVING AN EMERGENCY ELECTRICAL GENERATOR. | Diesel | Caterpillar | 3516 DITA | 1445.3333 |  |  | 2168 | 6501 Coyle Ave. | Carmichael | 95608 | Britt Mason | (916) 537-5202 | 6.9 | 0.4
4400 | SAC | METHODIST HOSPITAL |  | 1996 | 12622 | IC ENGINE FOR EMERGENCY ELECTRICAL GENERATION, CUMMINS, MODEL NO. KTTA 19G2, SERIAL NO. 37158071, 750 HP. | Diesel | Cummins | KTTA19-G2 | 500 |  | 750 |  | 7500 Timberlake Way | Sacramento | 95823 | Jim Peterson | (916) 423-6085 | 6.9 | 0.4
4401 | SAC | METHODIST HOSPITAL |  | 1996 | 12621 | IC ENGINE FOR EMERGENCY ELECTRICAL GENERATION, CUMMINS, ENGINE NO. 33131045, MODEL NO. KTA 38-G2, SERIAL NO. 97993-7, 1200 HP. | Diesel | Cummins | KTTA38-G2 | 800 |  | 1200 |  | 7500 Timberlake Way | Sacramento | 95823 | Jim Peterson | (916) 423-6085 | 8.17 | 0.38
4402 | SAC | MONEY STORE |  | 2001 | 15464 | IC ENGINE, DETROIT DIESEL, MODEL 8083-7416, SERIAL NO. 8VF164026, 643 HP @ 1800 RPM, DIESEL FUELED WITH A CLEAN CAM TECHNOLOGY RETROFIT KIT (CARB EXECUTIVE ORDER: G-096-029-024), DRIVING AN EMERGENCY ELECTRICAL GENERATOR. | Diesel | Detroit Diesel | 8083-7416 | 428.6667 |  | 643 |  | 4837 Watt Ave. | North Highlands | 95660 | Patricia Lee | (916) 339-6790 | 6.9 | 0.4
4404 | SAC | PACIFIC BELL |  | 1999 | 13535 | DIESEL INTERNAL COMBUSTION ENGINE, DETROIT DIESEL, MODEL 7123-7405, ID NO. 12VA085707, 579 BHP @1800 RPM, DRIVING AN EMERGENCY ELECTRICAL GENERATOR. | Diesel | Detroit Diesel | 7123-7405 | 386 |  | 579 |  | 2700 Watt Ave. | Sacramento | 95826 | Mike Alcala | (916) 491-0842 | 6.9 | 0.4
4405 | SAC | PACIFIC BELL |  | 1998 | 11989 | IC ENGINE, DETROIT DIESEL, MODEL 12V71TA, SERIAL NO. 12VA88616, 630 HP @1800 RPM, TURBOCHARGED, AFTERCOOLED, DIESEL FUELED, DRIVING AN EMERGENCY ELECTRICAL GENERATOR. | Diesel | Detroit Diesel | 12V-71TA | 420 |  | 630 |  | 6441 Craighurst Dr. | North Highlands | 95660 | Tim Forsyth | (916) 491-0846 | 6.9 | 0.4
4406 | SAC | PACIFIC BELL |  | 2000 | 14477 | DIESEL IC ENGINE, CATERPILLAR, MODEL 3412C DITTA, SERIAL NO. 81Z23151, 896 HP, DRIVING EMERGENCY ELECTRICAL GENERATOR. | Diesel | Caterpillar | 3412C DITTA | 597.3333 |  | 896 |  | 8295 Fruitridge Rd. | Sacramento | 95826 | Phyllis Hunnel | (916) 491-0843 | 6.9 | 0.4
4407 | SAC | PACIFIC BELL |  | 1992 | 10364 | IC ENGINE STANDBY, DETROIT DIESEL, MODEL 12V149T, SERIAL NO. 78640-3, 1150 HP | Diesel | Detroit Diesel | 12V149T | 766.6667 |  | 1150 |  | 3675 T St. | Sacramento | 95816 | Phyllis Hunnel | (916) 491-0843 | 8.17 | 0.38
4408 | SAC | PACIFIC BELL |  | 1995 | 11973 | STANDBY IC ENGINE, DETROIT DIESEL, MODEL NO. 81637416, SERIAL NO. 16VF012371, HP RATING 1232 HP, GENERATOR, STAMFORD, MODEL NO. BS50000, SERIAL NO. C047519/02, KW RATING 750 | Diesel | Detroit Diesel | 8163-7416 | 750 | 750 |  |  | 3809 Florin Rd. | Sacramento | 95823 | Phyllis Hunnel | (916) 491-0843 | 8.17 | 0.38
4409 | SAC | PACIFIC BELL |  | 1997 | 12633 | DIESEL, INTERNAL COMBUSTION ENGINE, DETROIT DIESEL, MODEL 16V-92TA, ID NO. 8163-7416, 1232 BHP, DRIVING AN EMERGENCY ELECTRICAL GENERATOR. | Diesel | Detroit Diesel | 16V-92TA | 821.3333 |  | 1232 |  | 3333 Bradshaw Rd. | Sacramento | 95829 | Joe Figueroa | (916) 491-0845 | 8.17 | 0.38
4410 | SAC | PACIFIC BELL |  | 1994 | 10906 | STANDBY INTERNAL COMBUSTION ENGINE/GENERATOR, CATERPILLAR, MODEL 3512, ID NO. 24Z04525, 1321 ENGINE BHP, 3158 CUBIC INCHES TOTAL DISPLACEMENT, TURBOCHARGED/ AFTERCOOLED, SERVING 980 KW GENERATOR. | Diesel | Caterpillar | 3512 | 980 | 980 |  |  | 7931 California Ave. | Sacramento | 95628 | Mike Alcala | (916) 491-0842 | 8.17 | 0.38
4411 | SAC | PACIFIC BELL |  | 2001 | 15517 | IC ENGINE STANDBY, CUMMINS, MODEL QST30-G5, SERIAL NO. 37193933, 1490 HP @1800 RPM, 1860 CU. IN. DISPLACEMENT, DIESEL FUELED, DRIVING AN EMERGENCY ELECTRICAL GENERATOR. | Diesel | Cummins | QST30-G5 | 993.3333 |  | 1490 |  | 2450 Del Paso Road | Sacramento | 95834 |  |  | 6.9 | 0.4
4412 | SAC | PACIFIC BELL |  | 1999 | 12584 | DIESEL INTERNAL COMBUSTION ENGINE, CATERPILLAR, MODEL 3512, ID NO. 24Z06951, 1586 BHP @ 1800 RPM, DRIVING AN EMERGENCY ELECTRICAL GENERATOR. | Diesel | Caterpillar | 3512 | 1057.3333 |  | 1586 |  | 3524 Marconi Ave. | Sacramento | 95821 | Mike Alcala | (916) 491-0842 | 8.17 | 0.38
4413 | SAC | PACIFIC BELL |  | 1995 | 11571 | IC ENGINE, STANDBY, CATERPILLAR, SERIAL NO. 25Z03803, 2018 HORSEPOWER, COUPLED WITH A CATERPILLAR GENERATOR, MODEL NO. SR-4, SERIAL NO. 3EF01457. | Diesel | Caterpillar | 3516 | 1345.3333 |  | 2018 |  | 3524 Marconi Ave. | Sacramento | 95821 | Mike Alcala | (916) 491-0842 | 8.17 | 0.38
4414 | SAC | PACIFIC BELL |  | 1995 | 12131 | IC ENGINE FOR EMERGENCY ELECTRICAL GENERATION, CATERPILLAR, SERIAL NO. 25Z04432, RATED AT 2520 HP | Diesel | Caterpillar | 3516 | 1680 |  | 2520 |  | 3601 Kings Way | Sacramento | 95821 | Mike Alcala | (916) 491-0842 | 8.17 | 0.38
4415 | SAC | PACIFIC BELL |  | 1995 | 12132 | IC ENGINE FOR EMERGENCY ELECTRICAL GENERATION, CATERPILLAR, SERIAL NO. 25Z04454, RATED AT 2520 HP | Diesel | Caterpillar | 3516 | 1680 |  | 2520 |  | 3601 Kings Way | Sacramento | 95821 | Mike Alcala | (916) 491-0842 | 8.17 | 0.38
4416 | SAC | PACIFIC BELL |  | 1997 | 12583 | INTERNAL COMBUSTION ENGINE, FOR EMERGENCY ELECTRICAL GENERATION, CATERPILLAR, MODEL NO. 3516, ID NO. 6HN0012, PAC BELL 0894 #3, 2876 HP, DIESEL-FUELED. | Diesel | Caterpillar | 3516 | 1917.3333 |  | 2876 |  | 1423 J St. | Sacramento | 95814 | Steve Edwards | (916) 523-6941 | 8.17 | 0.38
4417 | SAC | PACIFIC BELL |  | 1997 | 12593 | INTERNAL COMBUSTION ENGINE, FOR EMERGENCY ELECTRICAL GENERATION, CATERPILLAR, MODEL NO. 3516, ID NO. 6HN0018, PAC BELL 0895 #2, 2876 HP, DIESEL-FUELED. | Diesel | Caterpillar | 3516 | 1917.3333 |  | 2876 |  | 1423 J St. | Sacramento | 95814 | Steve Edwards | (916) 523-6941 | 8.17 | 0.38
4418 | SAC | PACIFIC BELL |  | 1997 | 13183 | DIESEL IC ENGINE, CATERPILLAR, MODEL NO. 3516, S/N 6HN00149, 2876 BHP, DRIVING EMERGENCY ELECTRICAL GENERATOR. | Diesel | Caterpillar | 3516 | 1917.3333 |  | 2876 |  | 1407 J St. | Sacramento | 95814 | Steve Edwards | (916) 523-6941 | 8.17 | 0.38
4420 | SAC | PG&E |  | 2000 | 15007 | IC ENGINE, CATERPILLAR, MODEL CAT 3512 DITA JWAC, SERIAL NO. 24Z05614, 1482 HP @1800 RPM, DIESEL FUELED, DRIVING AN EMERGENCY ELECTRICAL GENERATOR. | Diesel | Caterpillar | 3512 DITA JWAC | 988 |  | 1482 |  | 2740 Gateway Oaks Dr. | Sacramento | 95833 | Jerry Salgado | (916) 923-7089 | 6.9 | 0.4
4421 | SAC | QWEST |  | 2000 | 15065 | IC ENGINE STANDBY, CUMMINS, MODEL N14-G2, 535 HP @1800 RPM, 855 CU. IN. DISPLACEMENT, DIESEL FUELED, DRIVING AN EMERGENCY ELECTRICAL GENERATOR | Diesel | Cummins | N14-G2 | 356.6667 |  | 535 |  | 770 L St. Suite 610 | Sacramento | 95814 | Kelly Kermode | (916) 448-4644 | 6.9 | 0.4
4423 | SAC | QWEST |  | 2000 | 15289 | DIESEL IC ENGINE, CUMMINS, MODEL NO. KTA50-G9, SERIAL NO. 33146066, 2220 HP, DRIVING EMERGENCY ELECTRICAL GENERATOR | Diesel | Cummins | KTA50-G9 | 1480 |  | 2220 |  | 3040 Gold Camp Dr. | Rancho Cordova | 95670 | Julian Benavides | (916) 631-0122 | 6.9 | 0.4
4424 | SAC | QWEST |  | 2000 | 15290 | DIESEL IC ENGINE, CUMMINS, MODEL NO. KTA50-G9, SERIAL NO. 33145568, 2220 HP, DRIVING EMERGENCY ELECTRICAL GENERATOR | Diesel | Cummins | KTA50-G9 | 1480 |  | 2220 |  | 3040 Gold Camp Dr. | Rancho Cordova | 95670 | Julian Benavides | (916) 631-0122 | 6.9 | 0.4
4425 | SAC | QWEST |  | 2000 | 15291 | DIESEL IC ENGINE, CUMMINS, MODEL NO. KTA50-G9, SERIAL NO. 33145581, 2220 HP, DRIVING EMERGENCY ELECTRICAL GENERATOR | Diesel | Cummins | KTA50-G9 | 1480 |  | 2220 |  | 3040 Gold Camp Dr. | Rancho Cordova | 95670 | Julian Benavides | (916) 631-0122 | 6.9 | 0.4
4426 | SAC | RAGING WIRE TELECOMM. |  | 2001 | 15495 | IC ENGINE STANDBY, CATERPILLAR, MODEL 3516B, SERIAL NO. 6HN01216, 2876 HP @1800 RPM, DIESEL FUELED, DRIVING AN EMERGENCY ELECTRICAL GENERATOR | Diesel | Caterpillar | 3516B | 1917.3333 |  | 2876 |  | 1200 W. Striker Ave. | Sacramento | 95834 |  |  | 6.9 | 0.4
4427 | SAC | RALEY'S |  | 2001 | 15529 | INTERNAL COMBUSTION ENGINE, CUMMINS, MODEL NO. N14-G2, SERIAL NO. 12011029, 535 BHP, DIESEL FIRED, DRIVING EMERGENCY ELECTRICAL GENERATOR | Diesel | Cummins | N14-G2 | 356.6667 |  | 535 |  | 4061 Gateway Park Blvd. | Sacramento | 95816 | Brendel Hall | (916) 928-7701 | 6.9 | 0.4
4428 | SAC | RALEY'S |  | 2001 | 15530 | INTERNAL COMBUSTION ENGINE, CUMMINS, MODEL NO. N14-G2, SERIAL NO. 12011698, 535 BHP, DIESEL FIRED, DRIVING EMERGENCY ELECTRICAL GENERATOR | Diesel | Cummins | N14-G2 | 356.6667 |  | 535 |  | 4061 Gateway Park Blvd. | Sacramento | 95816 | Brendel Hall | (916) 928-7701 | 6.9 | 0.4
4429 | SAC | ROTUNDA PARTNERS |  | 1992 | 9624 | INTERNAL COMBUSTION ENGINE, FOR EMERGENCY ELECTRICAL GENERATION, CUMMINS, MODEL KTA19G2, 600 ENGINE BHP, 1150 CU. IN. DISPLACEMENT. | Diesel | Cummins | KTA19-G2 | 400 |  |  | 600 | 1201 K St. | Sacramento | 95814 | John McKee | (916) 554-5950 | 8.17 | 0.38
4430 | SAC | SAC. TOWER JOINT VENTURE |  | 1994 | 9710 | STANDBY INTERNAL COMBUSTION ENGINE/LOAD SHED, DETROIT DIESEL, MODEL NO. 16V92T, 1232 ENGINE BHP | Diesel | Detroit Diesel | 16V-92T | 821.3333 |  |  | 1232 | 14001 River Rd. | Walnut Grove | 95690 | Bill Gieep | (916) 321-3405 | 8.17 | 0.38
4436 | SAC | SAFE CREDIT UNION |  | 1999 | 14624 | IC ENGINE, DETROIT DIESEL, MODEL 12V-92TA, SERIAL NO. 920792, 947 HP @1800 RPM, DIESEL FUELED, DRIVING AN EMERGENCY ELECTRICAL GENERATOR | Diesel | Detroit Diesel | 12V-92TA | 631.3333 |  | 947 |  | 3720 Madison Ave. | North Highlands | 95841 | Rod Crawford | (916) 871-4578 | 8.17 | 0.38
4437 | SAC | SAN JUAN WATER DISTRICT |  | 1998 | 13405 | DIESEL IC ENGINE, DETROIT DIESEL, MODEL NO. 8V-92TA 8083-7405, SERIAL NO. 8VF174948, 568 BHP, DRIVING EMERGENCY ELECTRICAL GENERATOR. | Diesel | Detroit Diesel | 8083-7405 | 378.6667 |  | 568 |  | Bacon Pump Station | Folsom | 95630 | John Roe | (916) 791-1715 | 6.9 | 0.4
4438 | SAC | SAN JUAN WATER DISTRICT |  | 1998 | 13406 | DIESEL IC ENGINE, DETROIT DIESEL, MODEL NO. 8V-92TA 8083-7405, SERIAL NO. 8VF175017, 568 BHP, DRIVING EMERGENCY ELECTRICAL GENERATOR. | Diesel | Detroit Diesel | 8083-7405 | 378.6667 |  | 568 |  | Bacon Pump Station | Folsom | 95630 | John Roe | (916) 791-1715 | 6.9 | 0.4
4439 | SAC | SHRINER'S HOSPITAL |  | 1997 | 12712 | DIESEL IC ENGINE, CUMMINS, MODEL #KTA50-G3, S.N. 33129092, 1850 BHP, DRIVING STANDBY ELECTRICAL GENERATOR | Diesel | Cummins | KTA50-G3 | 1233.3333 |  | 1850 |  | 2425 Stockton Blvd. | Sacramento | 95817 | Frank Beisel | (916) 453-2070 | 8.17 | 0.38
4440 | SAC | SHRINER'S HOSPITAL |  | 1997 | 12713 | DIESEL IC ENGINE, CUMMINS, MODEL #KTA50-G3, S.N. 33129162, 1850 BHP, DRIVING STANDBY ELECTRICAL GENERATOR | Diesel | Cummins | KTA50-G3 | 1233.3333 |  | 1850 |  | 2425 Stockton Blvd. | Sacramento | 95817 | Frank Beisel | (916) 453-2070 | 8.17 | 0.38
4441 | SAC | SMUD |  | 1999 | 14360 | IC ENGINE, DETROIT DIESEL, MODEL NO. 91637305, SERIAL NO. 16E008123, 1515 HP @1800 RPM, TURBOCHARGED, AFTERCOOLED, DIESEL FUELED, DRIVING AN EMERGENCY ELECTRICAL GENERATOR. | Diesel | Detroit Diesel | 9163-7305 | 1010 |  | 1515 |  | McClelland AFB | Sacramento | 95816 | Dan Linder | (916) 925-3052 | 8.17 | 0.38
4442 | SAC | SMUD |  | 1999 | 14361 | IC ENGINE, DETROIT DIESEL, MODEL NO. 91637305, SERIAL NO. 16E008118, 1515 HP @1800 RPM, TURBOCHARGED, AFTERCOOLED, DIESEL FUELED, DRIVING AN EMERGENCY ELECTRICAL GENERATOR. | Diesel | Detroit Diesel | 9163-7305 | 1010 |  | 1515 |  | McClelland AFB | Sacramento | 95816 | Dan Linder | (916) 925-3052 | 8.17 | 0.38
4443 | SAC | SPRINT SPECTRUM |  | 1996 | 12634 | IC ENGINE FOR EMERGENCY ELECTRICAL GENERATION, CATERPILLAR, MODEL NO. 3412, SERIAL NO. 81219382, 896 HP. | Diesel | Caterpillar | 3412 | 597.3333 |  | 896 |  | 3433 Ramona Ave. | Sacramento | 95826 | Fred Hopson | (916) 733-6700 | 8.17 | 0.38
4444 | SAC | STATE OF CA |  | 1997 | 12880 | IC ENGINE, WAUKESHA, MODEL CD200A-8RO, S/N OX8350852, 462 BHP, DIESEL FUEL, DRIVING EMERGENCY ELECTRICAL GENERATOR | Diesel | Waukesha | CD 200A-8RO | 308 |  |  | 462 | 1416 9th St. | Sacramento | 95814 | Jeff Zarifis | (916) 657-0203 | 6.9 | 0.4
4446 | SAC | STATE OF CA |  | 1997 | 12885 | IC ENGINE, CATERPILLAR MODEL 4KC00368, S/N G3512, 604 BHP, NATURAL GAS FUEL, DRIVING EMERGENCY ELECTRICAL GENERATOR | Natural Gas | Caterpillar | 4KC00368 | 402.6667 |  | 604 |  | 900 N St. | Sacramento | 95816 | Blaine Martin | (916) 445-4973
4447 | SAC | STATE OF CA |  | 2000 | 12825 | IC ENGINE, CUMMINS, MODEL VT1710-G5, 900 HP @1800 RPM, DIESEL FUELED, DRIVING AN EMERGENCY ELECTRICAL GENERATOR. | Diesel | Cummins | VT1710-G5 | 600 |  | 900 |  | 11th and Capitol Mall | Sacramento | 95816 | Bill Cohan | (916) 322-7216 | 6.9 | 0.4
4448 | SAC | STATE OF CA |  | 2000 | 14677 | IC ENGINE, DETROIT DIESEL, MODEL 16V-92TA, SERIAL NO. 605772, 1170 BHP @1800 RPM, DIESEL FUELED, DRIVING AN EMERGENCY ELECTRICAL GENERATOR. | Diesel | Detroit Diesel | 16V-92TA | 780 |  | 1170 |  | 3165 Gold Valley Dr. | Rancho Cordova | 95742 | Ron Lukin | (916) 853-5869 | 6.9 | 0.4
4449 | SAC | STATE OF CA - DMV |  | 1999 | 13967 | DIESEL IC ENGINE, CATERPILLAR, MODEL NO. 3406B, SERIAL NO. 4RGO1055, 587 BHP, DRIVING EMERGENCY ELECTRICAL GENERATOR. | Diesel | Caterpillar | 3406B | 391.3333 |  | 587 |  | 2415 1st Ave. | Sacramento | 95818 | Marilee Witt | (916) 657-6869 | 6.9 | 0.4
4450 | SAC | STATE OF CA - GEN SERVICES |  | 1997 | 13213 | DIESEL IC ENGINE, CATERPILLAR, MODEL NO. 3412, 620 BHP, DRIVING EMERGENCY ELECTRICAL GENERATOR | Diesel | Caterpillar | 3412 | 413.3333 |  | 620 |  | 4949 Broadway | Sacramento | 95820 | Duane Kinross | (916) 227-6951 | 6.9 | 0.4
4451 | SAC | STATE OF CA - GEN SERVICES |  | 1997 | 13476 | DIESEL IC ENGINE, CATERPILLAR, MODEL NO. 3412, 755 BHP, DRIVING EMERGENCY ELECTRICAL GENERATOR | Diesel | Caterpillar | 3412 | 503.3333 |  | 755 |  | 4949 Broadway | Sacramento | 95820 | Duane Kinross | (916) 227-6951 | 8.17 | 0.38
4452 | SAC | STATE OF CA - GEN SERVICES |  | 1998 | 13772 | INTERNAL COMBUSTION ENGINE, EMERGENCY STANDBY, DETROIT DIESEL, MODEL 8163-7416, ID NO. UNKNOWN, 1252 HP, DIESEL FUELED, DRIVING AN ELECTRICAL GENERATOR | Diesel | Detroit Diesel | 8163-7416 | 834.6667 |  | 1252 |  | 1300 I St. | Sacramento | 95673 | Charles McZeek | (916) 445-7113 | 8.17 | 0.38
4453 | SAC | STATE OF CA - GEN SERVICES |  | 1993 | 10771 | DIESEL IC ENGINE, CUMMINS, MODEL NO. KTA38-63, SERIAL NO. 97396/49, 1340 BHP, DRIVING EMERGENCY ELECTRICAL GENERATOR | Diesel | Cummins | KTA38-63 | 893.3333 |  | 1340 |  | 450 N St. | Sacramento | 95816 | Bentley Mymka | (916) 446-9505 | 8.17 | 0.38
4460 | SAC | TIME WARNER TELECOMM. |  | 2001 | 15537 | INTERNAL COMBUSTION ENGINE, DETROIT DIESEL, MODEL NO. 6063-TK35, SERIAL NO. 06R0490858, 490 BHP, DIESEL FIRED, DRIVING STANDBY ELECTRICAL GENERATOR | Diesel | Detroit Diesel | 6063-TK35 | 326.6667 |  | 490 |  | 1107 9th St. | Sacramento | 95814 |  |  | 6.9 | 0.4
4462 | SAC | UCD MEDICAL CENTER |  | 1994 | 9467 | CUMMINS DIESEL ENGINE, MODEL NO. KTTA 19G2, SERIAL NO. 37124440, 750 BHP. | Diesel | Cummins | KTTA19G2 | 500 |  | 750 |  | 2315 Stockton Blvd. | Sacramento | 95817 | Dennis Curry | (916) 739-3679 | 8.17 | 0.38
4463 | SAC | UCD MEDICAL CENTER |  | 1994 | 11494 | INTERNAL COMBUSTION ENGINE GENERATOR, CATERPILLAR, MODEL 3412, ID NO. 81Z08979, 890 @1800 RPM ENGINE BHP, TURBOCHARGED, AFTERCOOLED. | Diesel | Caterpillar | 3412 | 593.3333 |  |  | 890 | Various Locations | Sacramento | 95816 | "D" Paul | (916) 734-7493 | 8.17 | 0.38
4464 | SAC | UCD MEDICAL CENTER |  | 1999 | 10919 | IC ENGINE, CATERPILLAR, MODEL 3516B DITA SC 140F, SERIAL NO. 6HN00135, 2876 HP @1800 RPM, DIESEL FUELED, DRIVING AN EMERGENCY ELECTRICAL GENERATOR. | Diesel | Caterpillar | 3516B DITA SC140F | 1917.3333 |  | 2876 |  | 2nd Ave. and 48th St. | Sacramento | 95816 | Tom Kavanaugh | (916) 734-5548 | 8.17 | 0.38
4465 | SAC | UCD MEDICAL CENTER |  | 1999 | 10920 | IC ENGINE, CATERPILLAR, MODEL 3516B DITA SC 140F, SERIAL NO. 6HN00136, 2876 HP @1800 RPM, DIESEL FUELED, DRIVING AN EMERGENCY ELECTRICAL GENERATOR. | Diesel | Caterpillar | 3516B DITA SC140F | 1917.3333 |  | 2876 |  | 2nd Ave. and 48th St. | Sacramento | 95816 | Tom Kavanaugh | (916) 734-5548 | 8.17 | 0.38
4466 | SAC | UCD MEDICAL CENTER |  | 1999 | 10921 | IC ENGINE, CATERPILLAR, MODEL 3516B DITA SC 140F, SERIAL NO. 6HN00137, 2876 HP @1800 RPM, DIESEL FUELED, DRIVING AN EMERGENCY ELECTRICAL GENERATOR. | Diesel | Caterpillar | 3516B DITA SC140F | 1917.3333 |  | 2876 |  | 2nd Ave. and 48th St. | Sacramento | 95816 | Tom Kavanaugh | (916) 734-5548 | 8.17 | 0.38
4467 | SAC | UCD MEDICAL CENTER |  | 1999 | 11703 | IC ENGINE, CATERPILLAR, MODEL 3516B DITA SC 140F, SERIAL NO. 6HN00134, 2876 HP @1800 RPM, DIESEL FUELED, DRIVING AN EMERGENCY ELECTRICAL GENERATOR. | Diesel | Caterpillar | 3516B DITA SC140F | 1917.3333 |  | 2876 |  | 2nd Ave. and 48th St. | Sacramento | 95816 | Tom Kavanaugh | (916) 734-5548 | 8.17 | 0.38
4468 | SAC | US GOV'T GSA |  | 1996 | 10684 | IC ENGINE FOR EMERGENCY ELECTRICAL GENERATION, CUMMINS, ENGINE NO. 11012378, MODEL NO. NTTA-855-G, SERIAL NO. 55576, 465 HORSEPOWER AT 1800 RPM. | Diesel | Cummins | NTTA855-G | 310 |  | 465 |  | 2800 Cottage Way | Sacramento | 95825 | Ed de los Reyes | (916) 870-7940 | 6.9 | 0.4
4469 | SAC | US GOV'T GSA |  | 1996 | 12855 | DIESEL IC ENGINE FOR EMERGENCY ELECTRICAL POWER, CUMMINS, MODEL NTA855G2, S/N 96054, 465 BHP. | Diesel | Cummins | NTA855-G2 | 310 |  |  | 465 | 801 I St. | Sacramento | 95814 |  |  | 6.9 | 0.4
4470 | SAC | US GOV'T GSA |  | 2000 | 13726 | STANDBY IC ENGINE, CATERPILLAR, MODEL 3516-DITA SERIAL #25Z04950, 2017 HP, DIESEL FIRED, FOR EMERGENCY ELECTRICAL POWER GENERATION | Diesel | Caterpillar | 3516 DITA | 1344.6667 |  | 2017 |  | 801 5th St. | Sacramento | 95816 |  |  | 6.9 | 0.4
4471 | SAC | US GOV'T - FAA |  | 1997 | 13085 | DIESEL IC ENGINE, DETROIT DIESEL, MODEL D-71-12V71T, S/N 175-067-75, 600 BHP, DRIVING ELECTRICAL GENERATOR (FOG LIGHTS) DURING ADVERSE WEATHER CONDITIONS. | Diesel | Detroit Diesel | D-71-12V71T | 400 |  | 600 |  | Sacramento Metro Airport | Sacramento | 95816 | Paul Steinke | (916) 922-9631 | 6.9 | 0.4
4472 | SAC | US GOV'T - FAA |  | 1997 | 13086 | DIESEL IC ENGINE, DETROIT DIESEL, MODEL 71237305, S/N 12VA026144, 600 BHP, DRIVING EMERGENCY ELECTRICAL GENERATOR | Diesel | Detroit Diesel | 7123-7305 | 400 |  |  | 600 | Mather Field | Sacramento | 95670 | Ruth Sticca | (916) 922-9631 | 6.9 | 0.4
4473 | SAC | US GOV'T - FAA |  | 1999 | 13890 | DIESEL IC ENGINE, DETROIT DIESEL, MODEL NO. 8163-7406, ENGINE ID NO. 16VF015384, 1170 HP, DRIVING EMERGENCY ELECTRICAL GENERATOR. | Diesel | Detroit Diesel | 8163-7406 | 780 |  | 1170 |  | 11375 Douglas Rd. | Mather Field | 95742 | Frank Schulte | (916) 366-4028 | 8.17 | 0.38
4474 | SAC | US GOV'T - FAA |  | 1999 | 13891 | DIESEL IC ENGINE, DETROIT DIESEL, MODEL NO. 8163-7406, ENGINE ID NO. 16VF015358, 1170 HP, DRIVING EMERGENCY ELECTRICAL GENERATOR. | Diesel | Detroit Diesel | 8163-7406 | 780 |  | 1170 |  | 11375 Douglas Rd. | Mather Field | 95742 | Frank Schulte | (916) 366-4028 | 8.17 | 0.38
4475 | SAC | US GOV'T - FAA |  | 1999 | 13892 | DIESEL IC ENGINE, DETROIT DIESEL, MODEL NO. 8163-7406, ENGINE ID NO. 16VF015332, 1170 HP, DRIVING EMERGENCY ELECTRICAL GENERATOR. | Diesel | Detroit Diesel | 8163-7406 | 780 |  | 1170 |  | 11375 Douglas Rd. | Mather Field | 95742 | Frank Schulte | (916) 366-4028 | 8.17 | 0.38
4476 | SAC | US GOV'T - FAA |  | 1999 | 13893 | DIESEL IC ENGINE, DETROIT DIESEL, MODEL NO. 8163-7406, ENGINE ID NO. 16VF015361, 1170 HP, DRIVING EMERGENCY ELECTRICAL GENERATOR. | Diesel | Detroit Diesel | 8163-7406 | 780 |  | 1170 |  | 11375 Douglas Rd. | Mather Field | 95742 | Frank Schulte | (916) 366-4028 | 8.17 | 0.38
4477 | SAC | US GOV'T - VA |  | 1999 | 13907 | IC ENGINE, WAUKESHA, MODEL L5790DSU, SERIAL NO. 175692, 900 HP, DIESEL FUELED, DRIVING A 600 KW EMERGENCY ELECTRICAL GENERATOR. | Diesel | Waukesha | L5790DSU | 600 | 600 |  |  | 10535 Hospital Way | Mather Field | 95655 | Pete Spitzer | (916) 366-5370 | 8.17 | 0.38
4478 | SAC | US SPRINT |  | 2001 | 15518 | IC ENGINE STANDBY, CATERPILLAR, MODEL 3512B, SERIAL NO: 8RM00575, 1810 HP@1800 RPM, DIESEL FUELED, DRIVING AN EMERGENCY ELECTRICAL GENERATOR. | Diesel | Caterpillar | 3512B | 1206.6667 |  | 1810 |  | 3068 Kilgore Rd. | Rancho Cordova | 95670 | Rodney Shaw | (916) 636-6091 | 6.9 | 0.4
4479 | SAC | VISION SERVICE PLAN |  | 2000 | 14692 | STANDBY IC ENGINE, CUMMINS, MODEL KTA-19-G4, SERIAL #37143683, 750 HP, DIESEL FIRED, FOR EMERGENCY ELECTRICAL POWER GENERATION | Diesel | Cummins | KTA19-G4 | 500 |  | 750 |  | 3333 Quality Dr. | Rancho Cordova | 95670 | Curtis Matsumoto | (916) 851-4891 | 6.9 | 0.4
4480 | SAC | VISION SERVICE PLAN |  | 2000 | 14966 | IC ENGINE, DETROIT DIESEL, MODEL R1637K36, SERIAL NO. 536200195, 1350 HP @1800 RPM, DIESEL FUELED, DRIVING AN EMERGENCY ELECTRICAL GENERATOR. | Diesel | Detroit Diesel | R1637K06 | 900 |  | 1350 |  | 10845 International Dr. | Rancho Cordova | 95670 | Curtis Matsumoto | (916) 851-4891 | 6.9 | 0.4
4481 | SAC | VISION SERVICE PLAN |  | 2000 | 15348 | IC ENGINE, DETROIT DIESEL, MODEL 16V2000-G80 (R163-7K06), SERIAL NO. 5362001195, 1495 HP @1800 RPM, DIESEL FUELED, DRIVING AN EMERGENCY ELECTRICAL GENERATOR. | Diesel | Detroit Diesel | 16V2000-G80 | 996.6667 |  | 1495 |  | 3333 Quality Dr. | Rancho Cordova | 95670 | Curtis Matsumoto | (916) 851-4891 | 6.9 | 0.4
4482 | SAC | VV USA CITY LP |  | 1999 | 14590 | INTERNAL COMBUSTION ENGINE, EMERGENCY STANDBY, CUMMINS, MODEL KTA-1150-G2, ID NO. 3112906U, 600 HP, DIESEL FUELED, DRIVING AN ELECTRICAL GENERATOR. | Diesel | Cummins | KTA1150-G2 | 400 |  | 600 |  | 300 Capitol Mall | Sacramento | 95814 | Ken Van Duyn | (916) 447-6407 | 6.9 | 0.4
4483 | SAC | WELLS FARGO BANK |  | 1997 | 12484 | IC ENGINE FOR EMERGENCY ELECTRICAL POWER GENERATION, CUMMINS ENGINE COMPANY, MODEL KTA38-G1, SERIAL 97991-52, 1135 HORSEPOWER. | Diesel | Cummins | KTA38-G1 | 756.6667 |  | 1135 |  | 3640 Northgate Blvd. | Sacramento | 95834 | James Boes | (916) 569-6559 | 8.17 | 0.38
4484 | SAC | WELLS FARGO BANK |  | 1997 | 13214 | DIESEL IC ENGINE, CUMMINS, MODEL NO. QST30-G2, S/N 37174859, 1200 BHP, DRIVING EMERGENCY ELECTRICAL GENERATOR. | Diesel | Cummins | QST30-G2 | 800 |  |  | 1200 | 2125 Butano Dr. | Sacramento | 95825 |  |  | 8.17 | 0.38
4485 | SAC | WESTERN AREA POWER ADMIN |  | 1998 | 12588 | DIESEL INTERNAL COMBUSTION ENGINE, DETROIT DIESEL, MODEL 8V-92TA, ID NO. 157890, 568 BHP, DRIVING AN EMERGENCY ELECTRICAL GENERATOR. | Diesel | Detroit Diesel | 8V-92TA | 378.6667 |  | 568 |  | 114 Parkshore Dr. | Folsom | 95630 | Gene Mann | (916) 353-4578 | 6.9 | 0.4
4486 | SAC | 770 L STREET INVESTMENT GROUP |  | 2001 | 15888 | IC ENGINE STANDBY, DETROIT DIESEL, MODEL 7163-6305, SERIAL NO. 16VA19090, 760 BHP @1800 RPM, DIESEL FUELED, DRIVING AN EMERGENCY ELECTIRCAL GENERATOR RATED AT 500 KW | Diesel | Detroit Diesel | 7163-6305 | 506.6667 |  |  | 760 | 770 L St. | Sacramento | 95814
4487 | SAC | 980 9TH STREET LLC |  | 2001 | 15697 | IC ENGINE STANDBY, DETROIT DIESEL, MODEL 8163-7416, SERIAL NO. 16VF09617, 1262 BHP @1800 RPM, 1472 CU. IN. DISPLACEMENT, DIESEL FUELED, DRIVING AN EMERGENCY ELECTRICAL GENERATOR. | Diesel | Detroit Diesel | 8163-7416 | 841.3333 |  |  | 1262 | 980 9th St. | Sacramento | 95814 | Dan Keck | (916) 557-1800
4488 | SAC | AEROJET |  | 2001 | 15335 | IC ENGINE, DETROIT DIESEL, MODEL 8V-92A, SERIAL NO. 8VF1777262, 568 HP AT 1800 RPM, DIESEL FUELED, RETROFITTED WITH CLEAN CAM TECHNOLOGY SYSTEM'S CAM SHAFT CYLINDER REENGINEERING KIT (ARB EXECUTIVE ORDER G-096-029-024-A), DRIVING AN EMERGENCY ELECTRICAL POWER GENERATOR. | Diesel | Detroit Diesel | 8V-92A | 378.6667 |  | 568 |  | Building 16007 Aerojet Facility | Sacramento | 95813 | Carolyn Craig | (916) 355-6992
4489 | SAC | ALLEGIANCE TELECOM |  | 2001 | 15613 | IC ENGINE STANDBY, DETROIT DIESEL/MTU, MODEL R123-7K36, SERIAL NO. 666198, 1120 HP @1800 RPM, 1458 CU. IN. DISPLACEMENT, DIESEL FUELED, DRIVING AN EMERGENCY ELECTRICAL GENERATOR | Diesel | Detroit Diesel | R123-7K36 | 746.6667 |  | 1120 |  | 10995 Gold Center Dr. | Rancho Cordova | 95870 | Michael Kitzer | (916) 858-8129
4490 | SAC | APPLE COMPUTER |  | 2001 | 15850 | IC ENGINE STANDBY, DETROIT DIESEL, MODEL 1000DS4, SERIAL NO. 0702520, 1495 BHP @1800RPM, 1944 CU. IN. DISPLACEMENT, DIESEL FUELED, DRIVING AN EMERGENCY ELECTRICAL GENERATOR RATED AT 1000 KW. | Diesel | Detroit Diesel | 1000DS4 | 1000 | 1000 |  |  | 2511 Laguna Blvd. | Elk Grove | 95758 | Dan Agnos | (916) 394-5188
4491 | SAC | BARCLAYS GLOBAL INVESTORS |  | 2001 | 16028 | IC ENGINE STANDBY, CUMMINS, MODEL Q5X15-G9, SERIAL NO. 14020641, 755 BHP @1800 RPM, DIESEL FUEL FIRED. | Diesel | Cummins | Q5X15-G9 | 503.3333 |  |  | 755 | 10850 Gold Center Circle | Rancho Cordova | 95670 | Ed Cannon | (916) 463-6359
4492 | SAC | CALPINE |  | 2001 | 16368 | IC ENGINE, STANDBY, CATERPILLAR, MODEL: 3412, SERIAL NO.: BPG-00168, 749 BHP @ 1800 RPM, DIESEL FUELED, DRIVING AN EMERGENCY ELECTRICAL GENERATOR RATED AT 500 KW | Diesel | Caterpillar | 3412 | 500 | 500 |  |  | 104 Woodmere Rd. | Folsom | 95630 | Nathan Siesser | 916-608-3795
4493 | SAC | CALIFORNIA STATE LOTTERY |  | 2001 | 15485 | IC ENGINE STANDBY, CUMMINS, MODEL: KTA50-G1, SERIAL NO. D283011-DX02-00, 1490 HP @1800 RPM, 3067 CU. IN. DISPLACEMENT, ALTERNATIVE DIESEL FUELED, DRIVING AN EMERGENCY ELECTRICAL GENERATOR. | Diesel | Cummins | KTA50-G1 | 993.3333 |  | 1490 |  | 600 N. 10th St. | Sacramento | 95814 | Ed Orona | (916) 445-6381
4494 | SAC | CARMICHAEL WATER DISTRICT |  | 2001 | 15210 | INTERNAL COMBUSTION ENGINE, DETROIT DIESEL, MODEL #16V2000-R163-7K36. SERIAL NO. 5362001119, 1495 BHP, DIESEL FIRED, DRIVING STANDBY ELECTRICAL GENERATOR. | Diesel | Detroit Diesel | R123-7K36 | 996.6667 |  |  | 1495 | 3501 Bajamont Way | Carmichael | 95608 | Nick Tavalero | (916) 869-9641
4495 | SAC | CHANNEL 40 |  | 2001 | 15687 | IC ENGINE STANDBY, CUMMINS, MODEL: NTA855-G3, SERIAL NO. 30360565, 535 HP @1800 RPM, DIERSEL FUELED, DRIVING AN EMERGENCY ELECTRICAL GENERATOR. | Diesel | Cummins | NTA855-G3 | 356.6667 |  | 535 |  | 4655 Fruitridge Rd. | Sacramento | 95820 | Jack Davis | (916) 733-3165
4496 | SAC | CITY OF SACRAMENTO |  | 2001 | 15885 | IC ENGINE STANDBY, CUMMINS, MODEL QST-30-G2-NRI, SERIAL NO. 37196188, 1200 BHP @1800 RPM, 1860 CU. IN. DISPLACEMENT DIESEL FUELED, DRIVING AN EMERGENCY ELECTRICAL GENERATOR RATED AT 800 KW. | Diesel | Cummins | QST30-G2-NRI | 800 | 800 |  |  | 181 Pinedale Ave. | Sacramento | 95838 | Paul Barnes | (916) 264-1442
4497 | SAC | CITY OF SACRAMENTO |  | 2001 | 15582 | INTERNAL COMBUSTION ENGINE, CATERPILLAR, MODEL #3512STD, SERIAL NO. 24Z084087, 1586 BHP, DIESEL FIRED, DRIVING STANDBY ELECTRICAL GENERATOR. | Diesel | Caterpillar | 3512 STD | 1057.3333 |  |  | 1586 | 7788 Freeport Blvd. | Sacramento | 95832 | Clark Munkers | (916) 264-5653
4498 | SAC | CITY OF SACRAMENTO |  | 2001 | 15793 | IC ENGINE STANDBY, DETROIT DIESEL, MODEL R123-7K36, 1120 BHP @1800 RPM, 1458 CU. IN. DISPLACEMENT, DIESEL FUELED, DRIVING AN EMERGENCY ELECTRICAL GENERATOR. | Diesel | Detroit Diesel | R123-7K36 | 746.6667 |  |  | 1120 | Intersection of Natomas Blvd. And North Park Dr. | Sacramento | 95834 | Curtis Rowe | (916) 769-2727
4499 | SAC | CITY OF SACRAMENTO |  | 2001 | 15581 | DIESEL INTERNAL COMBUSTION ENGINE, DETROIT DIESEL, MODEL NO. 8063-7416, SERIAL NO. 6VF212530, 450 HP @1800 RPM, DRIVING AN EMERGENCY ELECTRICAL GENERATOR. | Diesel | Detroit Diesel | 8063-7416 | 300 |  | 450 |  | 8120 Franklin Blvd. | Sacramento | 95823 | Ron Olsen | (916) 566-6477
4500 | SAC | COUNTY OF SACRAMENTO |  | 2001 | 15548 | DIESEL IC ENGINE, CUMMINS, MODEL NO. N14-G2, SERIAL NO. 12024455, 535 HP, DRIVING EMERGENCY ELECTRICAL GENERATOR | Diesel | Cummins | N14-G2 | 356.6667 |  | 535 |  | 9560 Bay Point Way | Elk Grove | 95624-6004 | Craig Fechner | (916) 875-6882
9800 | SAC | ESQUIRE PARTNERS LLC |  | 2001 | 15835 | IC ENGINE STANDBY, CATERPILLAR, MODEL 3412C, SERIAL NO. 2WJ01885, 1180 BHP @1800 RPM, 1649 CU. IN. DISPLACEMENT, DIESEL FUELED, DRIVING AN EMERGENCY ELECTRICAL GENERATOR RATED AT 800 KW | Diesel | Caterpillar | 3412C | 800 | 800 |  |  | 1215 K St. | Sacramento | 95814 | David Hill | (916) 498-1534
9801 | SAC | FIRST UNION NATIONAL BANK |  | 2002 | 15977 | IC ENGINE STANDBY, CUMMINS, MODEL QST30-G1-NR1, SERIAL NO. 37197941, 1135 BHP @1800 RPM, 1860 CU. IN. DISPLACEMENT, DIESEL FUELED, DRIVING AN EMERGENCY ELECTRICAL GENERATOR RATED AT 750 KW. | Diesel | Cummins | QST30-G1-NR1 | 750 | 750 |  |  | 4837 Watt Ave. | North Highlands | 95660 | Jack Beal | (916) 339-6794
9802 | SAC | GRANT JOINT UNION HIGH SCHOOL DISTRICT |  | 2001 | 15929 | IC ENGINE STANDBY, WHITE SUPERIOR, MODEL 60 BX6XB, SERIAL NO. 16509, 925 HP @1800 RPM, DIESEL FUELED, DRIVING AN EMERGENCY ELECTRICAL GENERATOR | Diesel | White Superior | 60 BX6XB | 616.6667 |  | 925 |  | 5201 Arnold Blvd. Building 1106 | McClellan | 95652
9803 | SAC | INTEL |  | 2001 | 15447 | IC ENGINE, CUMMINS, MODEL NO. QTS30-G5-NR1, SERIAL NO. 37194333, 1490 BHP, DIESEL FIRED, DRIVING STANDBY ELECTRICAL GENERATOR. | Diesel | Cummins | QTS30-G5-NR1 | 993.3333 |  |  | 1490 | 1900 Prarie City Rd. | Folsom | 95630 | Barbara Bos | (916) 356-5462
9804 | SAC | INTEL |  | 2001 | 15143 | IC ENGINE, CUMMINS, MODEL NO. KTA50-G9, SERIAL NO. 77931-83, 2220 HP, DRIVING EMERGENCY ELECTRICAL GENERATOR | Diesel | Cummins | KTA50-G9 | 1480 |  | 2220 |  | 1900 Prarie City Rd. | Folsom | 95630 | Barbara Bos | (916) 356-5462
9805 | SAC | INTEL |  | 2001 | 15144 | IC ENGINE, CUMMINS, MODEL NO. N14-G2, SERIAL NO. 12013784, 535 HP, DRIVING EMERGENCY ELECTRICAL GENERATOR | Diesel | Cummins | N14-G2 | 356.6667 |  | 535 |  | 1900 Prarie City Rd. | Folsom | 95630 | Barbara Bos | (916) 356-5462
9806 | SAC | INVESTOR BANK AND TRUST |  | 2001 | 15892 | DIESEL INTERNAL COMBUSTION ENGINE, CUMMINS, MODEL #NTA-855-G2, ID #30338832, 465 BHP, DRIVING EMERGENCY ELECTRICAL GENERATOR | Diesel | Cummins | NTA855-G2 | 310 |  |  | 465 | 980 9th St. | Sacramento | 95814 | Jim Donnelly | (916) 319-6760
9807 | SAC | LOWE'S HIW, INC. |  | 2001 | 15428 | IC ENGINE STANDBY, DETROIT DIESEL, MODEL S60 6065-TK35, SERIAL NO. 0654993, 550 HP @1800 RPM, 778 CU. IN. DISPLACEMENT, DIESEL FUELED, DRIVING AN EMERGENCY ELECTRICAL GENERATOR. | Diesel | Detroit Diesel | 6065-TK35 | 366.6667 |  | 550 |  | 800 E. Bidwell St. | Folsom | 95630 | Jim Manion | (760) 804-5308
9808 | SAC | MAXIMUS |  | 2002 | 16044 | IC ENGINE STANDBY, DETROIT DIESEL, MODEL 16V-2000, SERIAL NO. R1637K36, 1495 BHP @1800 RPM, 1944 CU. IN. DISPLACEMENT, DIESEL FUELED, DRIVING AN EMERGENCY ELECTRICAL GENERATOR RATED AT 1000KW. | Diesel | Detroit Diesel | 16V-2000 | 1000 | 1000 |  |  | 3130 Kilgore Rd. | Rancho Cordova | 95670 | Richard Britton | (916) 364-6610
9809 | SAC | MERCY GENERAL HOSPITAL |  | 1987 | 8466 | INTERNAL COMBUSTION ENGINE FOR EMERGENCY POWER GENERATION, CATERPILLAR MODEL 3412, S/N 81Z04993, WITH 1649 CUBIC INCHES OF CYLINDER DISPLACEMENT. | Diesel | Caterpillar | 3412 | 593.3333 |  | 890 |  | 4001 J St. | Sacramento | 95819 | Jim Peterson | (916) 453-4255
9810 | SAC | MERCY GENERAL HOSPITAL |  | 1983 | 7395 | DIESEL ENGINE, STANDBY, DETROIT 149, ID NO. 16E4966, ELECTRICAL GENERATION | Diesel | Detroit Diesel | 149 | 1033.3333 |  | 1550 |  | 4001 J St. | Sacramento | 95819 | Jim Peterson | (916) 453-4255
9811 | SAC | METRO PCS |  | 2001 | 16050 | IC ENGINE STANDBY, AB VOLVO PENTA, MODEL TAD1630GE, SERIAL NO. 2160041849, 645 BHP @1800 RPM, 984 CU. IN. DISPLACEMENT, DIESEL FUELED, DRIVING AN EMERGENCY ELECTRICAL GENERATOR RATED 450 KW. | Diesel | Volvo | TAD1630GE | 450 | 450 |  |  | 4235 Forcum Ave. | McClellan | 95652 | Michael Rhoades | (916) 640-0200
9812 | SAC | SACRAMENTO SUBURBAN WATER DISTRICT |  | 2000 | 16844 | IC ENGINE, CUMMINS, MODEL: GT-A-28, SERIAL NO. 25225568, 738 HP @ 1800 RPM, PROPANE FUELED WITH A 3-WAY CATALYST, DRIVING AN EMERGENCY ELECTRICAL GENERATOR. | Propane | Cummins | GT-A-28 | 492 |  | 738 |  | 7800 Antelope North Road | Antelope | 95843 | Dan York | (916) 679-2880
9813 | SAC | PACIFIC BELL |  | 2001 | 15942 | IC ENGINE STANDBY, CATERPILLAR, MODEL 3406BD1, SERIAL NO.: 4RG00671, 519 BHP @1800 RPM, DIESEL FUELED, DRIVING AN EMERGENCY ELECTRICAL GENERATOR RATED AT 350 KW. | Diesel | Caterpillar | 3406 BD1 | 350 | 350 |  |  | 1111 P St. | Sacramento | 95814 | Mike Alcala | (916) 491-0842
9814 | SAC | PACIFIC BELL |  | 2001 | 15411 | INTERNAL COMBUSTION ENGINE, CATERPILLAR, MODEL #3516B, SERIAL #6HN01538, 2847.5 BHP, DIESEL FIRED, DRIVING STANDBY ELECTRICAL GENERATOR | Diesel | Caterpillar | 3516B | 1898.3333 |  |  | 2847.5 | 2594 Rio Linda Blvd. | Sacramento | 95815 | Tim Forsyth | (916) 491-0846
9815 | SAC | PACIFIC BELL |  | 2001 | 14933 | IC ENGINE STANDBY, CATERPILLAR, MODEL 3412C, SERIAL NO. 8VZ24664, 823 HP @1800 RPM, DIESEL FUELED, DRIVING AN EMERGENCY ELECTRICAL GENERATOR. | Diesel | Caterpillar | 3412C | 548.6667 |  | 823 |  | 12700 Folsom Blvd. | Folsom | 95630
9816 | SAC | PACIFIC GAS AND ELECTRIC |  | 1996 | 12264 | INTERNAL COMBUSTION ENGINE FOR NATURAL GAS COMPRESSION, WAUKESHA, MODEL NO. L-7042-GL (LEAN COMBUSTION), SERIAL NO. 169763, ENGINE NO. 474, 1000 BHP, NATURAL GAS FIRED, DRIVING A NATURAL GAS COMPRESSOR | Natural Gas | Waukesha | L-7042-GL | 666.6667 |  | 1000 |  | Brannan Island Road | Isleton | 95641
9817 | SAC | PACIFIC GAS AND ELECTRIC |  | 1996 | 12263 | INTERNAL COMBUSTION ENGINE, WAUKESHA, MODEL NO. L-7042-GL (LEAN COMBUSTION), SERIAL NO. 250621, ENGINE NO. 472, 1000 BHP, NATURAL GAS FIRED, DRIVING A NATURAL GAS COMPRESSOR | Natural Gas | Waukesha | L-7042-GL | 666.6667 |  | 1000 |  | Brannan Island Road | Isleton | 95641
9818 | SAC | PMI MORTGAGE INSURANCE |  | 2001 | 15251 | IC ENGINE STANDBY, CATERPILLAR, MODEL 3508B, 1502 HP @1800 RPM, 4-CYCLE, TURBO CHARGED, AFTERCOOLED, DIESEL, 2105 CU. IN. DISPLACEMENT, DRIVING AN EMERGENCY ELECTRICAL GENERATOR. | Diesel | Caterpillar | 3508B | 1001.3333 |  | 1502 |  | 11050 White Rock Road | Rancho Cordova | 95670
9819 | SAC | RAGINGWIRE TELECOMMUNICATIONS |  | 2001 | 15963 | IC ENGINE STANDBY, CATERPILLAR, MODEL 3516B, SERIAL NO. 6HN01330, 2876 BHP @1800 RPM, 4210 CU. IN. DISPLACEMENT, DIESEL FUELED, DRIVING AN EMERGENCY ELECTRICAL GENERATOR RATED AT 2000 KW. | Diesel | Caterpillar | 3516B | 2000 | 2000 |  |  | 1200 Striker Ave. | Sacramento | 95834
9820 | SAC | SACRAMENTO CONENTION CENTER |  | 2001 | 15541 | IC ENGINE STANDBY, CUMMINS, MODEL KTA50-G3, ENGINE NO. 33126425, 1850 HP @1800 RPM, 3067 CU. IN. DISPLACEMENT, FUELED BY CARB-CERTIFIED ALTERNATIVE DIESEL FUEL, DRIVING AN EMERGENCY ELECTRICAL GENERATOR. | Diesel | Cummins | KTA50-G3 | 1233.3333 |  | 1850 |  | 1030 15th St. | Sacramento | 95814 | Dan Goodwater | (916) 264-7358
9821 | SAC | SACRAMENTO HOTEL CORPORATION |  | 2001 | 15715 | IC ENGINE STANDBY, MITSUBISH, MODEL S6R-PTA, SERIAL NO. 15904, 851 HP @1800 RPM, DIESEL FUELED, DRIVING AN EMERGENCY ELECTRICAL GENERATOR. | Diesel | Mitsubishi | S6R-PTA | 567.3333 |  | 851 |  | 1230 J St. | Sacramento | 95814 | Shaun Meyer | (916) 447-1700
9822 | SAC | STATE OF CA DEPT. OF CORRECTIONS-MCGEE CORRECTIONAL TRAINING CENTER |  | 2001 | 15985 | IC ENGINE STANDBY, CATERPILLAR, MODEL 3406 DITA, SERIAL NO: 1LSO1290, 599 BHP @1800 RPM, 893 CU. IN. DISPLACEMENT, DIESEL FUELED, DRIVING AN EMERGENCY ELECTRICAL GENERATOR. | Diesel | Caterpillar | 3406 DITA | 399.3333 |  |  | 599 | 9850 Twin Citites Road | Galt | 95632 | Mark Lemieux | (209) 744-5067
9823 | SAC | STATE OF CALIFORNIA H&W |  | 2001 | 15011 | IC ENGINE STANDBY, DETROIT DIESEL/MTU, MODEL T123-7K16, ENGINE NO. 0639335, 1615 HP @1500 RPM, 2975 CU. IN. DISPLACEMENT, DIESEL FUELED, DRIVING AN EMERGENCY ELECTRICAL GENERATOR. | Diesel | Detroit Diesel | T123-7K16 | 1076.6667 |  | 1615 |  | 1651 Alhambra Blvd. | Sacramento | 95816 | Debbie Dutra | (916) 454-7229
9824 | SAC | STATE OF CALIFORNIA H&W |  | 2000 | 10463 | IC ENGINE FOR EMERGENCY ELECTRICAL POWER GENERATION, DETROIT DIESEL, MODEL 16V-92TA, SERIAL NO. 16VF011885, ENGINE #1, TURBOCHARGED, AFTERCOOLED, 1232 BHP. | Diesel | Detroit Diesel | 16V-92TA | 821.3333 |  |  | 1232 | 3301 S St. | Sacramento | 95816 | Rainer Schwertschkow | (916) 739-7851
9825 | SAC | STATE OF CALIFORNIA H&W |  | 2000 | 10464 | IC ENGINE FOR EMERGENCY ELECTRICAL POWER GENERATION, DETROIT DIESEL, MODEL 16V-92TA, SERIAL NO. 16VF011911, ENGINE #2, TURBOCHARGED, AFTERCOOLED, 1232 BHP. | Diesel | Detroit Diesel | 16V-92TA | 821.3333 |  |  | 1232 | 3301 S St. | Sacramento | 95816 | Rainer Schwertschkow | (916) 739-7851
9826 | SAC | STATE OF CALIFORNIA H&W |  | 2000 | 10465 | IC ENGINE FOR EMERGENCY ELECTRICAL POWER GENERATION, DETROIT DIESEL, MODEL 16V-92TA, SERIAL NO. 16VF011884, ENGINE #3, TURBOCHARGED, AFTERCOOLED, 1232 BHP. | Diesel | Detroit Diesel | 16V-92TA | 821.3333 |  |  | 1232 | 3301 S St. | Sacramento | 95816 | Rainer Schwertschkow | (916) 739-7851
9827 | SAC | STATE OF CALIFORNIA H&W |  | 2001 | 15012 | IC ENGINE STANDBY, DETROIT DIESEL/MTU, MODEL T123-7K16, ENGINE NO. 0644484, 1615 HP @1500 RPM, 2975 CU. IN. DISPLACEMENT, DIESEL FUELED, DRIVING AN EMERGENCY ELECTRICAL GENERATOR. | Diesel | Detroit Diesel | T123-7K16 | 1076.6667 |  | 1615 |  | 1651 Alhambra Blvd. | Sacramento | 95816 | Debbie Dutra | (916) 454-7229
9828 | SAC | STATE OF CALIFORNIA H&W |  | 2001 | 15659 | DIESEL IC ENGINE, DETROIT DIESEL, MODEL NO. R123-7K36, SERIAL NO. 5352001084, 1120 HP @1800 RPM, DRIVING AN EMERGENCY ELECTRICAL GENERATOR. | Diesel | Detroit Diesel | R123-7K36 | 746.6667 |  | 1120 |  | 1651 Alhambra Blvd. | Sacramento | 95816 | Rainer Schwertschkow | (916) 739-7851
9829 | SAC | STATE OF CA-OES |  | 2001 | 14592 | IC ENGINE STANDBY, CUMMINS, MODEL QST30-G5, SERIAL NO. 37191659, 1490 HP @1800 RPM, DIESEL FUELED, POWERING AN EMERGENCY ELECTRICAL GENERATOR. | Diesel | Cummins | QST30-G5 | 993.3333 |  | 1490 |  | 3650 Schreiver Ave. | Sacramento | 95655 | Scott Grimm | (916) 366-8400
9830 | SAC | STATE OF CA-TEALE DATA CENTER |  | 2001 | 14352 | IC ENGINE STANDBY, CATERPILLAR, MODEL 3516 STD, SERIAL NO. 25Z01443, 2520 HP @1800 RPM, 4210 CU. IN. DISPLACEMENT, DIESEL FUELED, POWERING AN EMERGENCY ELECTRICAL GENERATOR. | Diesel | Caterpillar | 3516 STD | 1680 |  |  | 2520 | 3101 Gold Camp Drive | Rancho Cordova | 95670 | Bill Allen | (916) 564-4058
9831 | SAC | STATE OF CA-TEALE DATA CENTER |  | 2001 | 14353 | IC ENGINE STANDBY, CATERPILLAR, MODEL 3516 STD, SERIAL NO. 25Z01440, 2520 HP @1800 RPM, 4210 CU. IN. DISPLACEMENT, DIESEL FUELED, POWERING AN EMERGENCY ELECTRICAL GENERATOR. | Diesel | Caterpillar | 3516 STD | 1680 |  |  | 2520 | 3101 Gold Camp Drive | Rancho Cordova | 95670 | Bill Allen | (916) 564-4058
9832 | SAC | STATE OF CA-TEALE DATA CENTER |  | 2001 | 14354 | IC ENGINE STANDBY, CATERPILLAR, MODEL 3516 STD, SERIAL NO. 25Z01446, 2520 HP @1800 RPM, 4210 CU. IN. DISPLACEMENT, DIESEL FUELED, POWERING AN EMERGENCY ELECTRICAL GENERATOR. | Diesel | Caterpillar | 3516 STD | 1680 |  |  | 2520 | 3101 Gold Camp Drive | Rancho Cordova | 95670 | Bill Allen | (916) 564-4058
9833 | SAC | SUTTER HEALTH |  | 2001 | 16156 | IC ENGINE STANDBY, CATERPILLAR, MODEL NO. 3512B, ID NO. 6WN00600, 2172 BHP @1800 RPM, DIESEL FUEL FIRED. | Diesel | Caterpillar | 3512B | 1448 |  |  | 2172 | 1726 28th St. | Sacramento | 95816
9834 | SAC | SUTTER HEALTH |  | 2001 | 16157 | IC ENGINE STANDBY, CATERPILLAR, MODEL NO. 3512B, ID NO. 6WN00601, 2172 BHP @1800 RPM, DIESEL FUEL FIRED. | Diesel | Caterpillar | 3512B | 1448 |  |  | 2172 | 1726 28th St. | Sacramento | 95816
9835 | SAC | SUTTER HEALTH |  | 2001 | 16158 | IC ENGINE STANDBY, CATERPILLAR, MODEL NO. 3512B, ID NO. 6WN00595, 2172 BHP @1800 RPM, DIESEL FUEL FIRED. | Diesel | Caterpillar | 3512B | 1448 |  |  | 2172 | 1726 28th St. | Sacramento | 95816
9836 | SAC | UCD MEDICAL CENTER |  | 2001 | 14475 | IC ENGINE, CATERPILLAR, MODEL 3516B DITA SC140F, SN 6HN00361, 2876 HP @1800 RPM, DIESEL FUELED, DRIVING AN EMERGENCY ELECTRICAL GENERATOR. | Diesel | Caterpillar | 3516B DITA SC140F | 1917.3333 |  | 2876 |  | 4840 2nd Avenue | Sacramento | 95817 | Tom Kavanaugh | (916) 734-5548
9837 | SAC | UNION PACIFIC RAILROAD |  | 2001 | 15448 | IC ENGINE STANDBY, CATERPILLAR, MODEL 3412, SERIAL NO. 81Z22128, 896 BHP @1800 RPM, 1649 CU. IN. DISPLACEMENT, DIESEL FUELED, DRIVING AN EMERGENCY ELECTRICAL GENERATOR. | Diesel | Caterpillar | 3412 | 597.3333 |  |  | 896 | 1600 Vernon St. | Roseville | 98678 | Jim Diel | (916) 789-5184
9838 | SAC | VERIZON WIRELESS |  | 2001 | 15828 | DIESEL, INTERNAL COMBUSTION ENGINE, CATERPILLAR, MODEL #3516, ID#6HN01191, 2847.5 BHP, DRIVING STANDBY ELECTIRCAL GENERATOR (2145 KW) | Diesel | Caterpillar | 3516 | 2145 | 2145 |  |  | 10730 International Dr. | Rancho Cordova | 95670
9839 | SAC | HERAKLES, LLC |  | 2001 | 16349 | IC ENGINE STANDBY, CATERPILLAR, MODEL 3516, SERIAL NO. 6HN00649, 2876 HP @1800 RPM, DIESEL FUELED, DRIVING AN EMERGENCY ELECTRICAL GENERATOR | Diesel | Caterpillar | 3516 | 1917.3333 |  | 2876 |  | 1100 North Market Blvd. | Sacramento | 95834 | Tim Coats | (916) 679-2100
9840 | SAC | HERAKLES, LLC |  | 2001 | 16348 | IC ENGINE STANDBY, CATERPILLAR, MODEL 3516, SERIAL NO. 6HN00646, 2876 HP @1800 RPM, DIESEL FUELED, DRIVING AN EMERGENCY ELECTRICAL GENERATOR | Diesel | Caterpillar | 3516 | 1917.3333 |  | 2876 |  | 1100 North Market Blvd. | Sacramento | 95834 | Tim Coats | (916) 679-2100
9841 | SAC | HERAKLES, LLC |  | 2001 | 16350 | IC ENGINE STANDBY, CATERPILLAR, MODEL 3516, SERIAL NO. 6HN00647, 2876 HP @1800 RPM, DIESEL FUELED, DRIVING AN EMERGENCY ELECTRICAL GENERATOR | Diesel | Caterpillar | 3516 | 1917.3333 |  | 2876 |  | 1100 North Market Blvd. | Sacramento | 95834 | Tim Coats | (916) 679-2100
9842 | SAC | HERAKLES, LLC |  | 2001 | 16351 | IC ENGINE STANDBY, CATERPILLAR, MODEL 3516, SERIAL NO. 6HN00651, 2876 HP @1800 RPM, DIESEL FUELED, DRIVING AN EMERGENCY ELECTRICAL GENERATOR | Diesel | Caterpillar | 3516 | 1917.3333 |  | 2876 |  | 1100 North Market Blvd. | Sacramento | 95834 | Tim Coats | (916) 679-2100
9843 | SAC | SUREWEST COMMUNICATIONS |  | 2001 | 16058 | IC ENGINE STANDBY, DETROIT DIESEL MODEL NO. 12V2000/G81/R123-7K36, S.N. 535200084150968671, 1120 BHP @1800 RPM, DIESEL FUELED, DRIVING AN EMERGENCY ELECTRICAL GENERATOR. | Diesel | Detroit Diesel | R123-7K36 | 746.6667 |  |  | 1120 | 5411 Luce Avenue | McClellan | 95652 | Tim Fritts | (916) 786-1320
9844 | SAC | SUREWEST COMMUNICATIONS |  | 2001 | 15720 | IC ENGINE, DETROIT DIESEL, MODEL NO. 12V2000/G81/R123-7K36, UNIT NO. 5352000809, S.O. 968671, 1120 BHP @1800 RPM, DIESEL FUELED, DRIVING AN EMERGENCY ELECTRICAL GENERATOR. | Diesel | Detroit Diesel | R123-7K36 | 746.6667 |  |  | 1120 | 5411 Luce Avenue | McClellan | 95652 | Tim Fritts | (916) 786-1320
9845 | SAC | ADVANCE PCS HEALTH, LP |  | 2001 | 16045 | IC ENGINE, STANDBY, DAEWOO, MODEL P221E, SERIAL NO.: EAYOA100136, 846 BHP @1800 RPM, 1338 CU. IN. DISPLACEMENT, DIESEL FUELED, DRIVING AN EMERGENCY ELECTRICAL GENERATOR. | Diesel | Daewoo | P221E | 564 |  |  | 846 | 10481 Armstrong St. | Mather Field | 95655 | Phil Pierce | (469) 420-6214
9846 | SAC | SACRAMENTO SUBURBAN WATER DISTRICT |  | 2001 | 16864 | IC ENGINE STANDBY, CATERPILLAR, MODEL: 3406, SERIAL NO.: 4JK00235, 519 BHP @1,800 RPM, 893 CU. IN. DISPLACEMENT, TURBOCHARGED, DIESEL FUELED, DRIVING AN EMERGENCY ELECTRICAL GENERATOR RATED AT 387 KW. | Diesel | Caterpillar | 3406 | 387 | 387 |  |  | 3101 Truax Ct. | Sacramento | 95821 | Dan York | (916) 679-2880
9847 | SAC | SACRAMENTO SUBURBAN WATER DISTRICT |  | 2001 | 16858 | IC ENGINE STANDBY, CATERPILLAR, MODEL: 3406, SERIAL NO.: 4JK00604, 519 BHP @1,800 RPM, 893 CU. IN. DISPLACEMENT, TURBOCHARGED, DIESEL FUELED, DRIVING AN EMERGENCY ELECTRICAL GENERATOR RATED AT 387 KW. | Diesel | Caterpillar | 3406 | 387 | 387 |  |  | 917 Enterprise Dr. | Sacramento | 95825 | Dan York | (916) 679-2880
9848 | SAC | SACRAMENTO SUBURBAN WATER DISTRICT |  | 2001 | 16856 | IC ENGINE STANDBY, CATERPILLAR, MODEL: 3406, SERIAL NO.: 4JK00516, 519 BHP @1,800 RPM, 893 CU. IN. DISPLACEMENT, TURBOCHARGED, DIESEL FUELED, DRIVING AN EMERGENCY ELECTRICAL GENERATOR RATED AT 387 KW. | Diesel | Caterpillar | 3406 | 387 | 387 |  |  | 917 Enterprise Dr. | Sacramento | 95825 | Dan York | (916) 679-2880
9849 | SAC | SACRAMENTO SUBURBAN WATER DISTRICT |  | 2001 | 16855 | IC ENGINE STANDBY, CATERPILLAR, MODEL: 3406, SERIAL NO.: 4JK00512, 519 BHP @1,800 RPM, 893 CU. IN. DISPLACEMENT, TURBOCHARGED, DIESEL FUELED, DRIVING AN EMERGENCY ELECTRICAL GENERATOR RATED AT 387 KW. | Diesel | Caterpillar | 3406 | 387 | 387 |  |  | 5924 Fairbairn Dr. | North Highlands | 95660 | Dan York | (916) 679-2880
9850 | SAC | SACRAMENTO SUBURBAN WATER DISTRICT |  | 2001 | 16853 | IC ENGINE STANDBY, CATERPILLAR, MODEL: 3406, SERIAL NO.: 4JK00515, 519 BHP @1,800 RPM, 893 CU. IN. DISPLACEMENT, TURBOCHARGED, DIESEL FUELED, DRIVING AN EMERGENCY ELECTRICAL GENERATOR RATED AT 387 KW. | Diesel | Caterpillar | 3406 | 387 | 387 |  |  | 2736 Auburn Blvd. | Sacramento | 95821 | Dan York | (916) 679-2880
9851 | SAC | SACRAMENTO SUBURBAN WATER DISTRICT |  | 2001 | 16854 | IC ENGINE STANDBY, CATERPILLAR, MODEL: 3406, SERIAL NO.: 1LS01486, 519 BHP @1,800 RPM, 893 CU. IN. DISPLACEMENT, TURBOCHARGED, DIESEL FUELED, DRIVING AN EMERGENCY ELECTRICAL GENERATOR RATED AT 387 KW. | Diesel | Caterpillar | 3406 | 387 | 387 |  |  | 4131 Norris Ave. | Sacramento | 95821 | Dan York | (916) 679-2880
9852 | SAC | SACRAMENTO SUBURBAN WATER DISTRICT |  | 2001 | 16852 | IC ENGINE STANDBY, CATERPILLAR, MODEL: 3406, SERIAL NO.: 4JK00335, 519 BHP @1,800 RPM, 893 CU. IN. DISPLACEMENT, TURBOCHARGED, DIESEL FUELED, DRIVING AN EMERGENCY ELECTRICAL GENERATOR RATED AT 387 KW. | Diesel | Caterpillar | 3406 | 387 | 387 |  |  | 2841 Bell St. | Sacramento | 95821 | Dan York | (916) 679-2880
9853 | SAC | SACRAMENTO SUBURBAN WATER DISTRICT |  | 2001 | 16851 | IC ENGINE STANDBY, CATERPILLAR, MODEL: 3406, SERIAL NO.: 4JK00234, 519 BHP @1,800 RPM, 893 CU. IN. DISPLACEMENT, TURBOCHARGED, DIESEL FUELED, DRIVING AN EMERGENCY ELECTRICAL GENERATOR RATED AT 387 KW. | Diesel | Caterpillar | 3406 | 387 | 387 |  |  | 2736 Auburn Blvd. | Sacramento | 95821 | Dan York | (916) 679-2880
9854 | SAC | SACRAMENTO SUBURBAN WATER DISTRICT |  | 2001 | 16850 | IC ENGINE STANDBY, CATERPILLAR, MODEL: 3406, SERIAL NO.: 4JK00181, 475 BHP @1,800 RPM, 893 CU. IN. DISPLACEMENT, TURBOCHARGED, DIESEL FUELED, DRIVING AN EMERGENCY ELECTRICAL GENERATOR RATED AT 354 KW. | Diesel | Caterpillar | 3406 | 354 | 354 |  |  | 6649 Watt Ave. | North Highlands | 95660 | Dan York | (916) 679-2880
9855 | SAC | AT&T WIRELESS SERVICES |  | 2001 | 16137 | IC ENGINE, STANDBY, MITSUBISHI, MODEL S6R-PTA, SERIAL NO. 16407, 878 BHP @1800 RPM, DIESEL FUELED, DRIVING AN EMERGENCY ELECTRIC GENERATOR. | Diesel | Mitsubishi | S6R-PTA | 585.3333 |  |  | 878 | 10030 Goethe Rd. | Sacramento | 95827 | Darrel Montano | (916) 843-1559
9856 | SAC | CALIFORNIA AMERICAN WATER COMPANY |  | 2002 | 16219 | IC ENGINE STANDBY, MAKE: JOHN DEERE, MODEL: S60, SERIAL NO.: 851931, 635 BHP @1,800 RPM, 855 CU. IN. DISPLACEMENT, DIESEL FUELED, POWERING AN EMERGENCY ELECTRICAL GENERATOR | Diesel | John Deere | S60 | 423.3333 |  |  | 635 | 10201 Missile Way | Mather Field | 95655 | Rob Watson | (916) 568-4200
9857 | SAC | CITY OF SACRAMENTO |  | 2001 | 15883 | IC ENGINE, STANDBY, DETROIT DIESEL, MODEL: R0837K36, SERIAL NO. 1676279, 685 BHP @1,800 RPM, 972 CU. IN. DISPLACEMENT, DIESEL FUELED, DRIVING AN EMERGENCY ELECTRICAL GENERATOR | Diesel | Detroit Diesel | R083-7K36 | 460 | 460 |  |  | 6203 Gloria Dr. | Sacramento | 95822 | Paul Barnes | (916) 264-1442
9858 | SAC | CITY OF SACRAMENTO |  | 1999 | 14868 | INTERNAL COMBUSTION ENGINE, DETROIT DIESEL, MODEL NO. 12V-4000, 1850 BHP, DIESEL FIRED, DRIVING STANDBY ELECTRICAL GENERATOR | Diesel | Detroit Diesel | 12V-4000 | 1233.3333 |  |  | 1850 | 1001 10th St. | Sacramento | 95814 | E.C. Looi | (916) 443-1530
9859 | SAC | CONCERT GLOBAL NETWORKS USA LLC |  | 2001 | 15674 | IC ENGINE STANDBY, CUMMINS, MODEL QSK60-G7, SERIAL NO.: 33147416, 2922 HP @1800 RPM, DIESEL FUELED, DRIVING AN EMERGENCY ELECTRICAL GENERATOR | Diesel | Cummins | QSK60-G7 | 1948 |  | 2922 |  | 10901 Gold Center Dr. Suite #100 | Sacramento | 95670 | Tony L. Walters | (916) 826-9598
9860 | SAC | CONCERT GLOBAL NETWORKS USA LLC |  | 2001 | 15673 | IC ENGINE STANDBY, CUMMINS, MODEL QSK60-G6, SERIAL NO.: 33147363, 2922 HP @1800 RPM, DIESEL FUELED, DRIVING AN EMERGENCY ELECTRICAL GENERATOR | Diesel | Cummins | QSK60-G7 | 1948 |  | 2922 |  | 10901 Gold Center Dr. Suite #100 | Sacramento | 95670 | Tony L. Walters | (916) 826-9598
9861 | SAC | FEDERAL HOME LOAN BANK OF SAN FRANCISCO |  | 2001 | 16102 | INTERNAL COMBUSTION ENGINE, EMERGENCY STANDBY, DETROIT DIESEL, MODEL 6063MK35, ID NO. 1513317, 490 BHP @1800 RPM, DIESEL -FUELED, DRIVING AN ELECTRICAL GENERATOR | Diesel | Detroit Diesel | 6063-MK35 | 326.6667 |  |  | 490 | 11050 White Rock Road | Rancho Cordova | 95670 | Bryan Custer | (916) 858-8377
9862 | SAC | GOLD CENTER L.P. |  | 2002 | 16525 | INTERNAL COMBUSTION ENGINE, CUMMINS, MODEL NO. KTA50-G9, SERIAL NO. 25270440, 2220 BHP, DIESEL FIRED, DRIVING STANDBY ELECTRICAL GENERATOR | Diesel | Cummins | KTA50-G9 | 1480 |  |  | 2220 | 10929 Disk Dr. | Rancho Cordova | 95670 | Bruce Bell | (916) 635-0146
9863 | SAC | GOLD CENTER L.P. |  | 2002 | 16526 | INTERNAL COMBUSTION ENGINE, CUMMINS, MODEL NO. KTA50-G9, SERIAL NO. 25270781, 2220 BHP, DIESEL FIRED, DRIVING STANDBY ELECTRICAL GENERATOR | Diesel | Cummins | KTA50-G9 | 1480 |  |  | 2220 | 10940 White Rock Rd. | Rancho Cordova | 95670 | Bruce Bell | (916) 635-0146
9864 | SAC | GOLDEN 1 CREDIT UNION |  | 2001 | 16098 | IC ENGINE, EMERGENCY USE, CATERPILLAR, MODEL NO. 3412C DITA, SERIAL NO. BPG00226, 1,649 CUBIC INCH DISPLACEMENT, 896 HP AT 1800 RPM, DIESEL FUELED, WITH A CATALYZED PARTICULATE FILTER, CLEAN AIR SYSTEM, MODEL NO. FC225, DRIVING AN ELECTRICAL GENERATOR. | Diesel | Caterpillar | 3412C DITA | 597.3333 |  |  | 896 | 6701 4th Ave. | Sacramento | 95817 | Larry Unger | 916-732-2868
9865 | SAC | HARTFORD INSURANCE |  | 2001 | 15891 | IC ENGINE STANDBY, DETROIT DIESEL, MODEL: T1237K36, SERIAL NO.: 5262000963, 1,850 BHP @1,800 RPM, DIESEL FUELED, DRIVING AN EMERGENCY ELECTRICAL GENERATOR RATED AT 1,250 KW. | Diesel | Detroit Diesel | T123-7K36 | 1250 | 1250 |  |  | 12009 Foundation Place | Rancho Cordova | 95827 | Ryan Smith | (916) 340-2400
9866 | SAC | STATE OF CALIFORNIA DEPARTMENT OF GENERAL SERVICES |  | 2002 | 16413 | IC ENGINE STANDBY, MAKE: CUMMINS, MODEL: QSX15-G9, SERIAL NO: 14013789, 755 BHP @1800 RPM, 912 CU. IN. DISPLACEMENT, DIESEL FUELED, POWERING AN EMERGENCY ELECTRICAL GENERATOR. | Diesel | Cummins | QSX15-G9 | 503.3333 |  |  | 755 | 707 3rd St. | West Sacramento | 95604 | Mike Meredith | (916) 445-4608
9867 | SAC | STATE OF CALIFORNIA HEALTH AND HUMAN SERVICES |  | 2001 | 16029 | IC ENGINE STANDBY, MAKE: DETROIT DIESEL, MODEL 12V-4000 (T123-7K36), SERIAL NO.: 5262001027, 1,850 BHP @1,800 RPM, 2,975 CU. IN. DISPLACEMENT, DIESEL FUELED, POWERING AN EMERGENCY ELECTRICAL GENERATOR. | Diesel | Detroit Diesel | T123-7K36 | 1233.3333 |  |  | 1850 | 1651 Alhambra Blvd. | Sacramento | 95816 | John Galliani | (916) 381-8080
9868 | SAC | SUREWEST COMMUNICATIONS |  | 2001 | 15927 | DIESEL INTERNAL COMBUSTION ENGINE, CUMMINS, MODEL #KTA50-G9, SERIAL #S013012, 2220 BHP, DRIVING STANDBY ELECTRICAL GENERATOR. | Diesel | Cummins | KTA50-G9 | 1480 |  |  | 2220 | 5115 Arnold Ave. Bldg. 20 | Sacramento | 95822 | Chris Fisher | (916) 786-4544
9869 | SAC | UNILAB OF SACRAMENTO |  | 2001 | 15863 | IC ENGINE, DETROIT DIESEL, MODEL NO. R123-7K35, SERIAL NO. 5352001747, 910 BHP @1800 RPM, DIESEL FUELED, DRIVING AN EMERGENCY ELECTRICAL GENERATOR | Diesel | Detroit Diesel | R123-7K35 | 606.6667 |  |  | 910 | 3714 Northgate Blvd. | Sacramento | 91356 | Dan Brown | (916) 927-1492
9870 | SAC | US GOVT. DEPT. OF VET AFFAIRS |  | 2000 | 15223 | DIESEL IC ENGINE, DETROIT DIESEL, MODEL NO. R123-7K36, SERIAL NO. 5352001196, 1120 HP, DRIVING EMERGENCY ELECTRICAL GENERATOR. | Diesel | Detroit Diesel | R123-7K36 | 746.6667 |  | 1120 |  | 10535 Hospital Way | Mather Field | 95655 | John O'Carroll Jr. | (916) 843-7186
9871 | SAC | US GOVT. DEPT. OF VET AFFAIRS |  | 2000 | 15224 | DIESEL IC ENGINE, DETROIT DIESEL, MODEL NO. R123-7K36, SERIAL NO. 5352001207, 1120 HP, DRIVING EMERGENCY ELECTRICAL GENERATOR. | Diesel | Detroit Diesel | R123-7K36 | 746.6667 |  | 1120 |  | 10535 Hospital Way | Mather Field | 95655 | John O'Carroll Jr. | (916) 843-7186
9872 | SAC | US GOVT. DEPT. OF VET AFFAIRS |  | 2000 | 15225 | DIESEL IC ENGINE, DETROIT DIESEL, MODEL NO. R123-7K36, SERIAL NO. 5352001222, 1120 HP, DRIVING EMERGENCY ELECTRICAL GENERATOR. | Diesel | Detroit Diesel | R123-7K36 | 746.6667 |  | 1120 |  | 10535 Hospital Way | Mather Field | 95655 | John O'Carroll Jr. | (916) 843-7186
9873 | SAC | US SPRINT |  | 2002 | 16236 | IC ENGINE STANDBY, CATERPILLAR, MODEL 3516B, SERIAL NO. 6HN01573, 2847 HP@1800 RPM, DIESEL FUELED, DRIVING AN EMERGENCY ELECTRICAL GENERATOR | Diesel | Caterpillar | 3516B | 1898 |  | 2847 |  | 3065 Gold Camp Dr. | Rancho Cordova | 95670 | Chris Evans | (913) 315-0302
9874 | SAC | US SPRINT |  | 2002 | 16237 | IC ENGINE STANDBY, CATERPILLAR, MODEL 3516B, SERIAL NO. 6HN01574, 2847 HP@1800 RPM, DIESEL FUELED, DRIVING AN EMERGENCY ELECTRICAL GENERATOR | Diesel | Caterpillar | 3516B | 1898 |  | 2847 |  | 3065 Gold Camp Dr. | Rancho Cordova | 95670 | Chris Evans | (913) 315-0302
9875 | SAC | AUTOMATIC DATA PROCESSING |  | 2002 | 16283 | IC ENGINE STANDBY, MAKE: CUMMINS, MODEL: QSX15-G9, SERIAL NO: 14026922, 755 BHP @1800 RPM, 912 CU. IN. DISPLACEMENT, DIESEL FUELED, POWERING AN EMERGENCY ELECTRICAL GENERATOR. | Diesel | Cummins | QSX15-G9 | 503.3333 |  |  | 755 | 9310 Tech Center Dr. | Sacramento | 95826 | Gary Larson | (916) 638-1772
9876 | SAC | CALIFORNIA DEPARTMENT OF TRANSPORTATION |  | 2002 | 16643 | IC ENGINE, CUMMINS, MODEL NO. QSX15-G9, SERIAL NO. 14034627, 755 BHP@1800 RPM, DIESEL FUELED, DRIVING AN EMERGENCY ELECTRICAL GENERATOR. | Diesel | Cummins | QSX15-G9 | 503.3333 |  |  | 755 | 1801 30th St. | Sacramento | 95816 | Gerry Esker | (916) 227-0140
9877 | SAC | CITY OF SACRAMENTO |  | 2002 | 15630 | IC ENGINE STANDBY, ALCO, MODEL 8-251F, SERIAL NO.: 16991, 1,460 BHP@900 RPM, DIESEL FUELED, DRIVING AN EMERGENCY ELECTRICAL GENERATOR RATED AT 1,000 KW. | Diesel | Alco | 8-251F | 973.3333 |  |  | 1460 | 101 Bercut Dr. | Sacramento | 95814 | Clark Munkers | (916) 264-5653
9878 | SAC | CITY OF SACRAMENTO |  | 2002 | 15629 | IC ENGINE STANDBY, ALCO, MODEL 8-251F, SERIAL NO.: 17004, 1,460 BHP@900 RPM, DIESEL FUELED, DRIVING AN EMERGENCY ELECTRICAL GENERATOR RATED AT 1,000 KW. | Diesel | Alco | 8-21F | 973.3333 |  |  | 1460 | 7501 College Town Dr. | Sacramento | 95826 | Clark Munkers | (916) 264-5653
9879 | SAC | CITY OF SACRAMENTO |  | 2002 | 15908 | IC ENGINE, CUMMINS, NORTH UNIT G244, MODEL N-14-G2, SERIAL NO. 12027951, 535 BHP@1800 RPM, DIESEL FUELED, DRIVING AN EMERGENCY ELECTRICAL GENERATOR | Diesel | Cummins | N14-G2 | 356.6667 |  |  | 535 | 5770 Freeport Blvd. | Sacramento | 95823 | Ron Olsen | (916) 433-6230
9880 | SAC | CITY OF SACRAMENTO |  | 2002 | 16434 | IC ENGINE, CUMMINS, SOUTH UNIT G245, MODEL N-14-G2, SERIAL NO. 12039526, 535 BHP @ 1800 RPM, DIESEL FUELED, DRIVING AN EMERGENCY ELECTRICAL GENERATOR | Diesel | Cummins | N14-G2 | 356.6667 |  | 535 |  | 5770 Freeport Blvd. | Sacramento | 95823 | Robert Summerset | (916) 433-6230
9881 | SAC | CITY OF SACRAMENTO |  | 2002 | 16117 | IC ENGINE, CUMMINS, MODEL VTA28-G5, SERIAL NO. 25206585, 900 BHP@1800 RPM, 28.0 L DISPLACEMENT, DIESEL FUELED, DRIVING AN EMERGENCY ELECTRICAL GENERATOR | Diesel | Cummins | VTA28-G5 | 600 |  |  | 900 | 7851 Freeport Blvd. | Sacramento | 95832 | Clark Munkers | (916) 264-5653
9882 | SAC | COUNTY OF SACRAMENTO |  | 2002 | 16524 | IC ENGINE STANDBY, CATERPILLAR, MODEL 3456, SERIAL NO.: 3PG00406, 764 BHP@1,800 RPM, DIESEL FUELED, DRIVING AN EMERGENCY ELECTRICAL GENERATOR | Diesel | Caterpillar | 3456 | 509.3333 |  |  | 764 | 3700 Branch Center Rd. | Sacramento | 95827 | Jim Le | (916) 876-6321
9883 | SAC | DEFENSE MICROELECTRONICS |  | 2002 | 15864 | STANDBY IC ENGINE, CATERPILLAR, MODEL G3516LE, SERIAL NO. CTL00216, 1462 HP AT 1,800 RPM, NATURAL GAS FUELED, WITH A MIRATECH CORPORATION TWO-WAY CATALYST, FOR EMERGENCY ELECTRICAL POWER GENERATION | Diesel | Caterpillar | G3516LE | 974.6667 |  | 1462 |  | 4234 54th St. | McClellan | 95652 | Rodney Rutledge | (916) 231-1622
9884 | SAC | DELTA DENTAL |  | 2003 | 16620 | STANDBY IC ENGINE, DETROIT DIESEL, MODEL T1237K36, SERIAL NO. 5262001176, 1850 HP, DIESEL FIRED, FOR EMERGENCY ELECTRICAL POWER GENERATION | Diesel | Detroit Diesel | T123-7K36 | 1233.3333 |  | 1850 |  | 3241 Kilgore Road | Rancho Cordova | 95670 | Gayland Quarlas | (916) 861-2303
9885 | SAC | EXCEL MANAGEMENT SERVICES, INC. |  | 2002 | 16672 | IC ENGINE, EMERGENCY STANDBY, DETROIT DIESEL, MODEL RO837K06, ID NO. 5312000344, 765 BHP@1800 RPM, DIESEL-FUELED, DRIVING AN EMERGENCY ELECTRICAL GENERATOR | Diesel | Detroit Diesel | RO837K06 | 510 |  |  | 765 | 740 L St. | Sacramento | 95814 | Michael J. Colvin | (214) 424-1603
9886 | SAC | GEORGIA PACIFIC RESINS, INC. |  | 2002 | 16776 | IC ENGINE STANDBY, CUMMINS, MODEL QSX15-G9, SERIAL NO. 14034330, 755 HP@1800 RPM, 912 CU. IN. DISPLACEMENT, DIESEL FUELED, DRIVING AN EMERGENCY ELECTRICAL GENERATOR | Diesel | Cummins | QSX15-G9 | 503.3333 |  | 755 |  | 10399 E. Stockton Blvd. | Elk Grove | 95624 | Todd Simmons | (916) 685-3964 ext. 205
9887 | SAC | LOWE'S HIW, INC. |  | 2002 | 16589 | IC ENGINE, STANDBY, DETROIT DIESEL, MODEL 6063TK35, SERIAL NO. 851929, 550 BHP@1800 RPM, 778 CU. IN. DISPLACEMENT, DIESEL FUELED, DRIVING AN EMERGENCY ELECTRICAL GENERATOR | Diesel | Detroit Diesel | 6063-TK35 | 366.6667 |  |  | 550 | 6199 Sunrise Blvd. | Citrus Heights | 95610 | Jim Manion | (760) 804-5308
9888 | SAC | SWITCH AND DATA |  | 2002 | 16595 | IC ENGINE, EMERGENCY STANDBY, CATERPILLAR, MODEL 3412, ID NO. 2WJ05802, 1109 BHP@1800 RPM, DIESEL-FUELED, DRIVING AN ELECTRICAL GENERATOR. | Diesel | Caterpillar | 3412 | 739.3333 |  |  | 1109 | 1411 I St. | Sacramento | 95814 | Truman Cope | (916) 554-3490
9889 | SAC | 01 COMMUNICATIONS, INC. |  | 2003 | 16974 | STANDBY IC ENGINE, CUMMINS, MODEL QST30-G5, SERIAL NO. 37193428, 1490 HP, DIESEL FIRED, DRIVING AN EMERGENCY ELECTRICAL GENERATOR | Diesel | Cummins | QST30-G5 | 993.3333 |  | 1490 |  | 1515 K St. | Sacramento | 95814 | Ronald Bradley | (916) 554-2131
9890 | SAC | ADS MERIDIAN PARTNERS, LLC |  | 2003 | 16657 | STANDBY IC ENGINE, DETROIT DIESEL, MODEL R1237K36, SERIAL NO. 968671, 1120 HP @ 1800 RPM, DIESEL FIRED, DRIVING AN EMERGENCY ELECTRICAL GENERATOR. | Diesel | Detroit Diesel | R1237K36 | 746.6667 |  | 1120 |  | 1401 L St. | Sacramento | 95814 | Leonard King | (916) 561-0951
9891 | SAC | ALL STAR INVESTMENTS LLC |  | 2003 | 16815 | IC ENGINE STANDBY, MAKE: CUMMINS, MODEL QSM11-G2, SERIAL NO. 35076972, 470 BHP@1800 RPM, DIESEL FUELED, POWERING AN EMERGENCY ELECTRICAL GENERATOR | Diesel | Cummins | QSM11-G2 | 313.3333 |  |  | 470 | 4600 Broadway | Sacramento | 95817 | Kevin Gini | (916) 567-1100
9892 | SAC | AMERISOURCE BERGEN CORPORATION |  | 2003 | 17099 | STANDBY IC ENGINE, CATERPILLAR, MODEL 3516B DITA, SERIAL NO. 6HN00926, 2876 HP, DIESEL FIRED, DRIVING AN EMERGENCY ELECTRICAL GENERATOR. | Diesel | Caterpillar | 3516B DITA | 1917.3333 |  | 2876 |  | 1325 Striker Ave. | Sacramento | 95834 | Gary Taft | (916) 928-0641
9893 | SAC | CALIFORNIA INDEPENDENT SYSTEM OPERATOR |  | 2003 | 16901 | IC ENGINE, STANDBY, CUMMINS, MODEL QSX15-G9, SERIAL NO. 79006696, 755 BHP @ 1800 RPM, DIESEL FUELED, POWERING AN EMERGENCY ELECTRICAL GENERATOR | Diesel | Cummins | QSX15-G9 | 503.3333 |  | 755 |  | 151 Blue Ravine Road | Folsom | 95630 | Gary Engle | (916) 608-5974
9894 | SAC | CALIFORNIA STATE AUTOMOBILE ASSOCIATION |  | 2003 | 16796 | IC ENGINE, STANDBY, CUMMINS, MODEL QST30-G5, ENGINE NO. 37198913, 1490 HP @ 1800 RPM, 1860 CU. IN. DISPLACEMENT, DIESEL FUELED, DRIVING AN EMERGENCY ELECTRICAL GENERATOR | Diesel | Cummins | QST30-G5 | 993.3333 |  | 1490 |  | 9700 West Taron Drive | Elk Grove | 92666 | William Conaway | (415) 565-3935
9895 | SAC | COUNTY OF SACRAMENTO |  | 2003 | 17283 | STANDBY IC ENGINE, CUMMINS, MODEL QST30-G1, SERIAL NO. 37207372, 1135 HP, DIESEL FIRED, DRIVING AN EMERGENCY ELECTRICAL GENERATOR | Diesel | Cummins | QST30-G1 | 756.6667 |  | 1135 |  | 14049 Boys Ranch Rd. | Sloughhouse | 95683 | Chris Lagerstrom | (916) 979-0550
9896 | SAC | SACRAMENTO RENAISSANCE TOWER |  | 2003 | 16513 | IC ENGINE, STANDBY, CUMMINS, MODEL VTA28G1, SERIAL NO. 37121801, 760 HP, DIESEL FIRED, FOR EMERGENCY ELECTRICAL POWER GENERATION | Diesel | Cummins | VTA28-G1 | 506.6667 |  | 760 |  | 801 K St. | Sacramento | 95814 | Greg Berryman | (916) 551-1331
9897 | SAC | SACRAMENTO SUBURBAN WATER DISTRICT |  | 2003 | 16650 | PROPANE IC ENGINE, CUMMINS, MODEL NO. GTA28, SERIAL NO. 25235254, 738 HP AT 1800 RPM, WITH A ENGELHARD GAS PURIFIER TWX CATALYST, MODEL TWX5715, SERIAL H00002 AND H00004, 3-WAY CATALYST BED AND AN AIR TO FUEL RATIO CONTROLLER DRIVING AN ELECTRICAL GENERATOR. | Propane | Cummins | GTA28 | 492 |  | 738 |  | 5771 Poker Ln. | Antelope | 95843 | Dan York | (916) 679-2880
9898 | SAC | SRI SIX USBP, LLC |  | 2003 | 16989 | IC ENGINE, EMERGENCY STANDBY, DETROIT DIESEL, MODEL 8163-7416, ID NO. 16VF09617, 1262 BHP@1800 RPM, DIESEL-FUELED, DRIVING AN ELECTRICAL GENERATOR | Diesel | Detroit Diesel | 8163-7416 | 841.3333 |  |  | 1262 | 980 9th St. | Sacramento | 95814 | Daniel Keck | (916) 557-1800
9899 | SAC | STATE OF CALIFORNIA DEPARTMENT OF GENERAL SERVICES |  | 2003 | 16346 | IC ENGINE, STANDBY, CUMMINS WEST, MODEL QSX15-G9, SERIAL NO. 14004846, 755 HP @1800 RPM, 912 CU. IN. DISPLACEMENT, TURBOCHARGED, DIESEL FUELED, DRIVING AN EMERGENCY ELECTRICAL GENERATOR RATED AT 500 KW. | Diesel | Cummins | QSX15-G9 | 500 | 500 |  |  | 1120 N St. | Sacramento | 95814 | Dennis King | (916) 263-0503
9900 | SAC | STATE OF CALIFORNIA DEPARTMENT OF GENERAL SERVICES |  | 2003 | 16772 | INTERNAL COMBUSTION ENGINE, EMERGENCY STANDBY, DETROIT DIESEL, MODEL 12V2000, ID NO. 0716711, 910 HP @ 1800 RPM, DIESEL-FUELED, DRIVING AN ELECTRICAL GENERATOR | Diesel | Detroit Diesel | 12V2000 | 606.6667 |  | 910 |  | 1615 Capitol Ave. | Sacramento | 95814 | Mike Meredith | (916) 445-4608
9901 | SAC | STATE OF CALIFORNIA DEPARTMENT OF GENERAL SERVICES |  | 2003 | 16773 | INTERNAL COMBUSTION ENGINE, EMERGENCY STANDBY, DETROIT DIESEL, MODEL 12V4000, ID NO. 0714532, 1850 HP @ 1800 RPM, DIESEL-FUELED, DRIVING AN ELECTRICAL GENERATOR | Diesel | Detroit Diesel | 12V4000 | 1233.3333 |  | 1850 |  | 1615 Capitol Ave. | Sacramento | 95814 | Mike Meredith | (916) 445-4608
9902 | SAC | STATE OF CALIFORNIA SECRETARY OF STATE |  | 2003 | 15800 | IC ENGINE, STANDBY, CATERPILLAR, MODEL 3516, SERIAL NO. 25Z03267, 2520 HP @ 1800 RPM, DIESEL FUELED, DRIVING AN EMERGENCY ELECTRICAL GENERATOR. | Diesel | Caterpillar | 3516 | 1680 |  | 2520 |  | 1500 11th St. | Sacramento | 95814 | John Johnson | (916) 653-3078
9903 | SAC | SUTTER HEALTH |  | 2003 | 16981 | IC ENGINE, STANDBY, CATERPILLAR, MODEL 3456 ATAAC, SERIAL NO. 3PG00490, 692 BHP @ 1800 RPM, DIESEL FUELED, POWERING AN EMERGENCY ELECTRICAL GENERATOR | Diesel | Caterpillar | 3456 ATAAC | 461.3333 |  |  | 692 | 3707 Schriever Ave. | Mather | 95655 | Troy Clark | (916) 369-2007
4500 | MJV | Adelanto, City of |  |  | E005214 |  | Diesel | Caterpillar | 3412 | 666.6667 |  |  | 1000 | Adelanto, City of - Jonathan St | Adelanto | 92301
4501 | MJV | AFG Industries, Inc |  |  | E001729 |  | Diesel | Cummins | KTA50-G1 | 993.3333 |  |  | 1490 | AFG Industries, Inc | Victorville | 92392
4502 | MJV | Blythe, City of |  |  | E004567 |  | Diesel | Detroit Diesel | 8123-7416 | 631.3333 |  |  | 947 | Blythe, City of - Waste Water Treatment | Blythe | 92225
4503 | MJV | Blythe, City of |  |  | E007570 |  | Diesel | Caterpillar | 3406 | 346 |  |  | 519 | Blythe, City of - College Reservoir | Blythe | 92225
4504 | MJV | Blythe, City of |  |  | E004756 |  | Diesel | Caterpillar | 3406 | 333.3333 |  |  | 500 | Blythe, City of - W Murphy | Blythe | 92225
4505 | MJV | Burlington Northern & Santa Fe |  |  | E007922 |  | Diesel | Detroit Diesel | 1500 DS-4 | 1466.6667 |  |  | 2200 | Burlington Northern & Santa Fe | Barstow | 92311
4506 | MJV | Burlington Northern & Santa Fe |  |  | E007923 |  | Diesel | Detroit Diesel | 1500 DS-4 | 1466.6667 |  |  | 2200 | Burlington Northern & Santa Fe | Barstow | 92311
4507 | MJV | CaSta Dept of Corrections -Ironwood (Chuckawalla Valley State Prison) |  |  | E004168 |  | Diesel | Caterpillar | 3508 DITA | 732 |  |  | 1098 | Chuckawalla Valley State Prison-19025 Wiley's Well Road | Blythe | 92226 | Dave Husky | (619) 922-5300
4508 | MJV | CaSta Dept of Corrections -Ironwood (Chuckawalla Valley State Prison) |  |  | E004172 |  | Diesel | Cummins | KTA19-G3 | 456.6667 |  |  | 685 | Chuckawalla Valley State Prison-19025 Wiley's Well Road | Blythe | 92226 | Dave Husky | (619) 922-5300
4509 | MJV | CaSta Dept of Veterans Affairs |  |  | E004243 |  | Diesel | Detroit Diesel | 8123-7416 | 631.3333 |  |  | 947 | Veterans Home of California | Barstow | 92311
4510 | MJV | CaSta Dept of Water Resources |  |  | E004470 |  | Diesel | Cummins | VTA28-G5 Generator | 500 |  |  | 750 | CaSta Dept of Water Resources | Hesperia | 92345
4511 | MJV | Castle Mountain Venture |  |  | E002850 |  | Propane | Waukesha | L7042G | 592.6667 |  |  | 889 | Castle Mountain Venture | Ivanpah | 92364
4512 | MJV | CEMEX California Cement LLC |  |  | E004746 |  | Diesel | Caterpillar | 3508DITA | 891.3333 |  |  | 1337 | CEMEX - River Plant | Victorville | 92392
4513 | MJV | Colorado River Medical Center |  |  | E003217 |  | Diesel | Cummins | NTA855-G3 | 356.6667 |  |  | 535 | Colorado River Medical Center | Needles | 92332
4514 | MJV | Federal Bureau of Prisons - Victorville |  |  | E005331 |  | Diesel | Caterpillar | SR4B | 891.3333 |  |  | 1337 | Federal Bureau of Prisons - Victorville | Victorville | 92392
4515 | MJV | Federal Bureau of Prisons - Victorville |  |  | E005332 |  | Diesel | Caterpillar | SR4B | 891.3333 |  |  | 1337 | Federal Bureau of Prisons - Victorville | Victorville | 92392
4516 | MJV | Hesperia Water District |  |  | E003575 |  | Diesel | Caterpillar | 3508-D | 737.3333 |  |  | 1106 | Hesperia Water - 3rd Avenue | Hesperia | 92345
4517 | MJV | Hi-Desert Memorial Hospital District |  |  | E005053 |  | Diesel | Caterpillar | 3412 | 600 |  |  | 900 | Hi-Desert Medical Center | Joshua Tree | 92252
4518 | MJV | Kramer Junction Co, MGP |  |  | E001884 |  | Diesel | Kato Light | D-750FRX4 | 730 |  |  | 1095 | SEGS (III through VII) | Boron | 93516
4519 | MJV | Kramer Junction Co, MGP |  |  | E001887 |  | Diesel | Kato Light | D-750FRX4 | 730 |  |  | 1095 | SEGS (III through VII) | Boron | 93516
4520 | MJV | Kramer Junction Co, MGP |  |  | E001804 |  | Diesel | Katolight | D-600FRR4 | 600 |  |  | 900 | SEGS (III through VII) | Boron | 93516
4521 | MJV | Kramer Junction Co, MGP |  |  | E001807 |  | Diesel | Katolight | D-600FRR4 | 600 |  |  | 900 | SEGS (III through VII) | Boron | 93516
4522 | MJV | LA City DWP |  |  | E003505 |  | Diesel | Detroit Diesel | DDFP-12AT 7019 | 441.3333 |  |  | 662 | LA City DWP (InterMtn) - Aster Rd | Adelanto | 92301
4523 | MJV | Lockheed Martin Skunk Works |  |  | E003176 |  | Diesel | Caterpillar | 3412 | 452.6667 |  |  | 679 | Lockheed - Helendale | Helendale | 92342
4524 | MJV | LUZ Solar Partners VIII & IX |  |  | E002015 |  | Diesel | Caterpillar | SR4 | 593.3333 |  |  | 890 | Harper Lake Co. VIII & IX | Hinkley | 92347
4525 | MJV | LUZ Solar Partners VIII & IX |  |  | E002018 |  | Diesel | Caterpillar | SR4 | 593.3333 |  |  | 890 | Harper Lake Co. VIII & IX | Hinkley | 92347
4526 | MJV | Mitsubishi Cement Corp |  |  | E007913 |  | Diesel | Cummins | FTA38-G4 | 993.3333 |  |  | 1490 | Cushenbury Plant | Lucerne Valley | 92314
4527 | MJV | Mitsubishi Cement Corp |  |  | E007911 |  | Diesel | Caterpillar | 3406 | 337.3333 |  |  | 506 | Cushenbury Plant | Lucerne Valley | 92314
4528 | MJV | NASA/JPL |  |  | E004330 |  | Diesel | Caterpillar | D398 | 573.3333 |  |  | 860 | NASA/JPL Goldstone Deep Space Commo Complex | Fort Irwin | 92310
4529 | MJV | Service Rock Products Co |  |  | E004438 |  | Diesel | Caterpillar | 3412 | 446.6667 |  |  | 670 | Service Rock Products - Barstow | Barstow | 92311
4530 | MJV | Service Rock Products Co |  |  | E008044 |  | Diesel | Caterpillar | 3408 | 402.6667 |  |  | 604 | Service Rock Products - Barstow | Barstow | 92311
4531 | MJV | Service Rock Products Co |  |  | E008043 |  | Diesel | Cummins | CPL702 | 310 |  |  | 465 | Service Rock Products - Barstow | Barstow | 92311
4532 | MJV | Southern California Logistics Airport |  |  | E003683 |  | Diesel | Caterpillar | 3508D1 | 540 |  |  | 810 | Southern California Logistics Airport | Victorville | 92392
4533 | MJV | Southern California Logistics Airport |  |  | E003684 |  | Diesel | Caterpillar | 3508D1 | 540 |  |  | 810 | Southern California Logistics Airport | Victorville | 92392
4534 | MJV | Sunray Energy, Inc |  |  | E001855 |  | Diesel | Katolight | D-600FR24 | 600 |  |  | 900 | SEGS II | Daggett | 92327
4535 | MJV | Twentynine Palms Water District |  |  | E008022 |  | Diesel | Detroit Diesel | 12V2000-G70-R123-7K05 | 606.6667 |  |  | 910 | Twentynine Palms Fluoride Treatment Plant | Twentynine Palms | 92277
4536 | MJV | US Army |  |  | E003754 |  | Diesel | Caterpillar | D349 | 800 |  |  | 1200 | NTC - Directorate of Public Works | Fort Irwin | 92310
4537 | MJV | US Army |  |  | E003772 |  | Diesel | Cummins | KTA38-G1 | 600 |  |  | 900 | NTC - Directorate of Public Works | Fort Irwin | 92310
4538 | MJV | US Army |  |  | E003981 |  | Diesel | Caterpillar | 3412 | 593.3333 |  |  | 890 | NTC - Directorate of Public Works | Fort Irwin | 92310
4539 | MJV | US Army |  |  | E003980 |  | Diesel | Caterpillar | 3412 | 499.3333 |  |  | 749 | NTC - Directorate of Public Works | Fort Irwin | 92310
4540 | MJV | US Army |  |  | E003983 |  | Diesel | Caterpillar | 3412 | 499.3333 |  |  | 749 | NTC - Directorate of Public Works | Fort Irwin | 92310
4541 | MJV | US Army |  |  | E003770 |  | Diesel | General Motors | N/A | 466.6667 |  |  | 700 | NTC - Directorate of Public Works | Fort Irwin | 92310
4542 | MJV | US Army |  |  | E003984 |  | Diesel | Caterpillar | 3406 | 391.3333 |  |  | 587 | NTC - Directorate of Public Works | Fort Irwin | 92310
4543 | MJV | US Army |  |  | E005087 |  | Diesel | Detroit Diesel | 350R0ZD (8V-92TA) | 378.6667 |  |  | 568 | NTC - Directorate of Public Works | Fort Irwin | 92310
4544 | MJV | US Army |  |  | E007838 |  | Diesel | Mitsubishi/Generac | 1600 TA | 375.3333 |  |  | 563 | NTC - Directorate of Public Works | Fort Irwin | 92310
4545 | MJV | US Army |  |  | E005357 |  | Diesel | Caterpillar | 3406 | 346 |  |  | 519 | NTC - Directorate of Public Works | Fort Irwin | 92310
4546 | MJV | US Army |  |  | E005358 |  | Diesel | Caterpillar | 3406 | 346 |  |  | 519 | NTC - Directorate of Public Works | Fort Irwin | 92310
4547 | MJV | US Army |  |  | E005360 |  | Diesel | Caterpillar | 3406 | 346 |  |  | 519 | NTC - Directorate of Public Works | Fort Irwin | 92310
4548 | MJV | USMC AGCC NREA Division (Air) |  |  | E007882 |  | Diesel | Cummins | N14-G2 | 356.6667 |  |  | 535 | USMC AGCC | Twentynine Palms | 92277
4549 | MJV | USMC AGCC NREA Division (Air) |  |  | E007883 |  | Diesel | Cummins | N14-G2 | 356.6667 |  |  | 535 | USMC AGCC | Twentynine Palms | 92277
4550 | MJV | USMC Logistics Base (B570) |  |  | E007804 |  | Natural Gas | Cummins | GTA 28 GS | 466.6667 |  |  | 700 | USMC - Nebo Annex | Barstow | 92311
4551 | MJV | USMC Logistics Base (B570) |  |  | E003837 |  | Diesel | Cummins | AP400DC | 400 |  |  | 600 | USMC - Nebo Annex | Barstow | 92311
4552 | MJV | USMC Logistics Base (B570) |  |  | E003844 |  | Diesel | Perkins | CVM 8203-8 | 400 |  |  | 600 | USMC - Nebo Annex | Barstow | 92311
4553 | MJV | USMC Logistics Base (B570) |  |  | E003840 |  | Diesel | Beloit | 1018300 | 396 |  |  | 594 | USMC - Nebo Annex | Barstow | 92311
4554 | MJV | USMC Logistics Base (B570) |  |  | E003838 |  | Diesel | Cummins | KTA19-G | 370 |  |  | 555 | USMC - Nebo Annex | Barstow | 92311
4555 | MJV | USMC Logistics Base (B570) |  |  | E003839 |  | Diesel | Cummins | NTA855-G3 | 356.6667 |  |  | 535 | USMC - Nebo Annex | Barstow | 92311
4556 | MJV | USMC Logistics Base (B570) |  |  | E003843 |  | Diesel | Cummins | NTA855-G3 | 356.6667 |  |  | 535 | USMC - Nebo Annex | Barstow | 92311
4557 | MJV | Verizon California, Inc |  |  | E005077 |  | Diesel | Detroit Diesel | 12V-149 | 730 |  |  | 1095 | 15168 La Paz Drive-Building D | Victorville | 92392
4558 | MJV | Verizon California, Inc |  |  | E005184 |  | Diesel | Caterpillar | 3412 DITA | 502.6667 |  |  | 754 | 135 Cosy Lane | Barstow | 92311
4559 | MJV | Verizon California, Inc |  |  | E003583 |  | Diesel | Cummins | NTA885-G | 356.6667 |  |  | 535 | Verizon - Hesperia # 2 | Hesperia | 92345
4560 | MJV | Victor Valley Wastewate Reclamation Authority |  |  | E003419 |  | Natural Gas | Waukesha | L5108GU | 494 |  |  | 741 | Victor Valley WW Rec - Shay Rd | Victorville | 92392
4561 | MJV | Yellow Freight System, Inc |  |  | E003987 |  | Diesel | Cummins | VTA 12-800 GS | 433.3333 |  |  | 650 | Yellow Freight System, Inc | Barstow | 92311
4562 | MJV | Joshua Basin Water District |  | 2002 | E008300 | Emergency ICE: Cummins Onan, Diesel, Generator, Model No. VTA-28-G1, 12 cylinders, After Cooled, Direct Injected, Intercooled, Turbocharged, 675 bhp@1500 rpm, Serial No. KTA504160 | Diesel | Cummins | VTA-28-G1 | 450 |  |  | 675 | Various Locations | Victorville | 92392
4563 | MJV | US Army |  | 2002 | E008358 | IC Engine, Emergency Diesel Generator, Caterpillar, Diesel, Generator, Model No. 3412C, 12 cylinders, After Cooled, Turbo Charged, 1186 bhp@1800 rpm, Serial No. BCW00559 | Diesel | Caterpillar | 3412C | 790.6667 |  |  | 1186 | Building 166, 4th Street | Fort Irwin | 92310-5097
4564 | MJV | US Army |  | 2002 | E008359 | IC Emgine, Emergency Diesel Generator, Caterpillar, Diesel, Generator, Model No. 3412C, 12 cylinders, After Cooled, Turbo Charged, 1186 bhp@1800 rpm, Serial No. BCW00560 | Diesel | Caterpillar | 3412C | 790.6667 |  |  | 1186 | Building 166, 4th Street | Fort Irwin | 92310-5097
4565 | MJV | Apple Valley Ranchos Water Co. |  | 2002 | E008440 | Caterpillar, Diesel, Generator, Model No. 3406, 6 cylinders, Aftercooled, Direct Injected, Turbocharged, 519 bhp@1800 rpm, Serial No. 4ZR02685. | Diesel | Caterpillar | 3406 | 346 |  |  | 519 | AV Ranchos Water - Well #4, 21760 Ottawa Road | Apple Valley | 92308
4566 | MJV | Apple Valley Ranchos Water Co. |  | 2002 | E008441 | Caterpillar, Diesel, Generator, Model No. 3406, 6 cylinders, Aftercooled, Direct Injected, Turbocharged, 519 bhp@1800 rpm, Serial No. 4ZR04432. | Diesel | Caterpillar | 3406 | 346 |  |  | 519 | AV Ranchos Water - Well #4, 21760 Ottawa Road | Apple Valley | 92308
4567 | MJV | Apple Valley Ranchos Water Co. |  | 2002 | E008442 | Caterpillar, Diesel, Generator, Model No. 3406, 6 cylinders, Aftercooled, Direct Injected, Turbocharged, 519 bhp@1800 rpm, Serial No. 4ZR04433. | Diesel | Caterpillar | 3406 | 346 |  |  | 519 | AV Ranchos Water - Well #4, 21760 Ottawa Road | Apple Valley | 92308
4568 | MJV | USMC AGCC NREA Division (Air) |  | 2002 | E008367 | IC Engine, Emergency Diesel Generator, Caterpillar 1CPXL27.OMRH, Diesel, Generator, Model No. 3412C Tier 1 (2000) , 12 cylinders, Aftercooled, Direct Injected, Turbocharged, 823 bhp@1600 rpm, Serial No. BPG00208. | Diesel | Caterpillar | 3412C | 548.6667 |  |  | 823 | Bldg. 1451 | Twentynine Palms | 92278-8110
4569 | MJV | Paxbello, LLC |  | 2002 | E008528 | IC Engine, Emergency Diesel Generator, Detroit Diesel, Diesel, Model No. 6063HK35 and Serial No. 06R0514156, Direct Injected, Intercooled, 654 bhp@ 1800 rpm. | Diesel | Detroit Diesel | 6063HK35 | 436 |  |  | 654 | 17486 Nisqualli Rd. | Victorville | 92392
4570 | MJV | Aerospace Office |  | 2002 | E005161 | IC Engine, Emergency Diesel Generator, Detroit Diesel, Diesel, Model No. 1000RODZ, Aftercooled, Direct Injected, Ignition Retarded, Turbocharged, 1550 bhp with 24 cylinders at 1800 rpm. | Diesel | Detroit Diesel | 1000RODZ | 1033.3333 |  |  | 1550 | X-33 Site | Edwards AFB | 93524
4571 | MJV | Wal-Mart |  | 2002 | E008571 | IC Engine, Emergency Diesel Generator, Caterpillar Model No. 3456 ATAAC, Diesel, 764 bhp with 6 cylinders at 1800 rpm. | Diesel | Caterpillar | 3456 ATAAC | 509.3333 |  |  | 764 | 21101 Johnson Road | Apple Valley | 92307
4572 | MJV | Apple Valley Ranchos Water Co. |  | 2003 | E008710 | Emergency ICE, water pump consisting of one Detroit Diesel, diesel fired ICE, Model No. 800DS-4 and Serial No. 765038, Aftercooled, Direct Injected, Ignition Retarded, Turbocharged, producing 1200 bhp with 16 cylinders at 1800 rpm while consuming a maximum of 57 gal/hr. This equipment powers a generator. | Diesel | Detroit Diesel | 800DS-4 | 800 |  |  | 1200 | 19237 Yucca Loma Rd. | Apple Valley | 92308
4573 | MJV | High Desert Power Project |  | 2003 | E008665 | IC Engine, Emergency Generator, One Caterpillar, Diesel fired internal combustion engine, Model No. 3516B and Serial No. TBD, Aftercooled, Turbocharged, producing 2848 bhp with 6 cylinders at 1800 rpm while consuming a maximum of 136 gal/hr. | Diesel | Caterpillar | 3516B | 1898.6667 |  |  | 2848 | 19000 Perimeter Road | Victorville | 92394
4574 | MJV | Mitsubishi Cement Corp |  | 2003 | E008202 | IC Engine, Emergency Diesel Generator, One Caterpillar, Diesel fired internal combustion engine, Model No. 3512 and Serial No. 1GZ00404, Aftercooled, Turbocharged, producing 2116 bhp with 12 cylinders at 1800 rpm while consuming a maximum of 108 gal/hr. | Diesel | Caterpillar | 3512 | 1410.6667 |  |  | 2116 | 5808 State Highway 18 | Lucerne Valley | 92356
4575 | MJV | USMC AGCC NREA Division (Air) |  | 2003 | E008721 | One Detroit Diesel, diesel fired ICE, Model No. 16V2000 and Serial No. TBD, Aftercooled, Direct Injected, Turbocharged, producing 1495 bhp with 16 cylinders at 1800 rpm while consuming a maximum of 60 gal/hr. | Diesel | Detroit Diesel | 16V2000 | 996.6667 |  |  | 1495 | Bldg. 1451 | Twentynine Palms | 92278-8110
4576 | MJV | Verizon California, Inc |  | 2003 | E008732 | One Caterpillar, diesel fired ICE, Model No. 3412 TTA and Serial No. TBD, Aftercooled, Turbocharged, producing 896 bhp with 12 cylinders at 1800 rpm while consuming a maximum of 44 gal/hr. | Diesel | Caterpillar | 3412 TTA | 597.3333 |  |  | 896 | 16525 Hercules Avenue | Hesperia | 92345
4625 | YS | Affymetrix |  | 1998 | P-88-98 | 605 BHP Cummings model NTA 855-G5; Engine #11913970, turbocharged, aftercooled | Diesel | Cummins | NTA855-G5 | 403.3333 |  |  | 605 | 890 Embarcadero Dr. | West Sacramento | 95605 |  |  | 6.9 | 0.4
4626 | YS | ALZA |  | 1994 | P-29-94 | One (1) Kohler diesel fueled ICE, emergency electrical generation, 500 KW, Model no. 572RSL4027BP-175W, Serial No. YN3975002, 643 BHP, compression ignited, turbocharged, aftercooled | Diesel | Kohler | 572RSL4027BP-175W | 428.6667 |  |  | 643 | 700 Eubanks Drive | Vacaville | 95688 |  |  | 8.17 | 0.38
4627 | YS | AT&T Dixon High Seas Radio |  | 1995 | P-162-95 | One (1) Caterpillar internal combustion engine, model #D-379A, Serial #68B105, 595 BHP, turbocharged. The engine is used to power a generator. | Diesel | Caterpillar | D379A | 396.6667 |  |  | 595 | 7031 Midway Road | Dixon | 95620 |  |  | 8.17 | 0.38
4628 | YS | AT&T Dunnigan Repeater |  | 1998 | P-52-98 | 2172 BHP Caterpillar Model 3512B S/N 6WN00152, diesel powered internal combustion engine powering a Caterpillar Model SR4B S/N 8DM00601 generator, electronic fuel injection timing, turbocharged, aftercooled | Diesel | Caterpillar | 3512B | 1448 |  |  | 2172 | 26120 County Road 6 | Dunnigan | 95937 |  |  | 8.17 | 0.38
4629 | YS | AT&T Dunnigan Repeater |  | 2000 | P-33-00 | 2172 BHP Caterpillar Model 3512B S/N 6WN0024, diesel powered internal combustion engine powering a Caterpillar Model SR4B S/N 4FN01004 generator, electronic fuel injection timing, turbocharged, aftercooled | Diesel | Caterpillar | 3512B | 1448 |  |  | 2172 | 26120 County Road 6 | Dunnigan | 95937 |  |  | 6.9 | 0.4
4630 | YS | California Federal Bank |  | 1995 | P-14-95 (a) | Cummins/Onan Model #1250DFLC/36546E, 1850 BHP, 4 cycle, diesel, with Russel electric switch gear, powering a 1250 KW Onan generator S/N B900297886 | Diesel | Cummins | 1250DFLC | 1233.3333 |  |  | 1850 | 820 Stillwater Road | West Sacramento | 95605 |  |  | 8.17 | 0.38
4631 | YS | California Federal Bank |  | 1995 | P-13-95 (a) | Cummins/Onan Model #1250DFLC/36546E, 1850 BHP, 4 cycle, diesel, with Russel electricl switch gear, powering a 1250 KW Onan generator S/N B900298699 | Diesel | Cummins | 1250DFLC | 1233.3333 |  |  | 1850 | 820 Stillwater Road | West Sacramento | 95605 |  |  | 8.17 | 0.38
4632 | YS | California Medical Facility (CMF) |  | 1998 | P-7-98 | One (1) Caterpillar Model 3516, 2847 HP, 4-cycle, diesel fueled, turbocharged, aftercooled, powering an emergency generator | Diesel | Caterpillar | 3516 | 1898 |  |  | 2847 | 1600 California Dr. | Vacaville | 95696-2000 | Lance Jensen (ext. 6551) | (707) 448-6841 | 8.17 | 0.38
4633 | YS | California Medical Facility (CMF) |  | 1995 | P-132-95 | Emergency Generator 2: One (1) Caterpillar Model 3406, 469 HP, 4-cycle, diesel fueled, turbocharged, aftercooled, timing retarded 4 degrees, powering an emergency generator | Diesel | Caterpillar | 3406 | 312.6667 |  |  | 469 | 1600 California Dr.:P-Q Wing Generator-Building 12 | Vacaville | 95696-2000 | LANCE JENSEN (ext. 6551) | (707) 448-6841 | 8.17 | 0.38
4634 | YS | California State Prison-Solano |  | 1995 | P-29-95 | Generator #1: One Detroit 16V-92T Model No. 8163-7305, Serial No. 16VF006382, 960 BHP, 2-cycle, diesel fueled, turbocharged, powering a Marathon generator: Serial No. PK-19-51042-9/10-1, 500 KW, 625 KVA | Diesel | Detroit Diesel | 8163-7305 | 640 |  |  | 960 | 2100 Peabody Road | Vacaville | 95696 | LANCE JENSEN (ext. 6551) | (707) 448-6841 | 8.17 | 0.38
4635 | YS | California State Prison-Solano |  | 1995 | P-27-95 | Generator #2: One Detroit 16V-92T Model No. 8163-7305, Serial No. 16VF006390, 960 BHP, 2-cycle, diesel fueled, turbocharged, powering a Marathon generator: Serial No. PK-19-51042-9/10-2, 500 KW, 625 KVA | Diesel | Detroit Diesel | 8163-7305 | 640 |  |  | 960 | 2100 Peabody Road | Vacaville | 95696 | LANCE JENSEN (ext. 6551) | (707) 448-6841 | 8.17 | 0.38
4636 | YS | California State Prison-Solano |  | 1995 | P-30-95 | Generator #3: One Mitsubishi Model No. S12A-PTA, Serial No. 11082, 940 BHP, 4-cycle, diesel, turbocharged, aftercooled powering a Marathon generator, S/N RL-3244986-1, 500KW, 625 KVA, (NRG) Diversity Energy System | Diesel | Mitsubishi | S6N-PTA | 626.6667 |  |  | 940 | 2100 Peabody Road | Vacaville | 95696 | LANCE JENSEN (ext. 6551) | (707) 448-6841 | 8.17 | 0.38
4637 | YS | California State Prison-Solano |  | 1995 | P-28-95 | Generator #4: One Mitsubishi Model No. S12A2PT, 940 BHP, 4 cycle, diesel fueled, turbocharged, aftercooled, powering a Marathon generator: Serial No. RL-3244986-2, 500 KW, 625 KVA | Diesel | Mitsubishi | S12A2PT | 626.6667 |  |  | 940 | 2100 Peabody Road | Vacaville | 95696 | LANCE JENSEN (ext. 6551) | (707) 448-6841 | 8.17 | 0.38
4638 | YS | California State Prison-Solano |  | 1995 | P-31-95 | Generator #5: One Mitsubishi S6N-PTA-2 Model No. D500SF, Serial No. 22041, 750 BHP, 4-cycle, diesel, turbocharged, aftercooled powering a Marathon generator, S/N RL-3244987, 450KW, 563 KVA | Diesel | Mitsubishi | S6N-PTA2 | 500 |  |  | 750 | 2100 Peabody Road | Vacaville | 95696 | LANCE JENSEN (ext. 6551) | (707) 448-6841 | 8.17 | 0.38
4639 | YS | City of Rio Vista |  | 2000 | P-74-00 | One 563 BHP Mitsubishi Model No. 16ODTAA433RSL4019, Serial No. 8DC9-444207,diesel-fired, ICE, turbocharged, aftercooled, and fuel injection timing retarded 4 degrees | Diesel | Mitsubishi | 16ODTAA433RSL4019 | 375.3333 |  |  | 563 | 1000 Beach Dr. | Rio Vista | 94571 |  |  | 6.9 | 0.4
4640 | YS | City of Vacaville |  | 1995 | P-101-95 (a) | 1100 BHP Natural Gas and Digester Gas Fired Waukesha Model #P9390G; Serial #339030 Driving Emergency Generator | Natural Gas | Waukesha | P9390G | 733.3333 |  |  | 1100 | Easterly Waste Water Treatment Plant-6040 Vaca Station Road | Elmira | 95625 |  |  | 8.17 | 0.38
4641 | YS | City of Vacaville |  | 1995 | P-100-95 | One (1) Caterpillar Model SR4-3412, PC Serial No. 38S2105, 665 BHP, 4-cycle, diesel-fueled, turbocharged and aftercooled | Diesel | Caterpillar | 3412 | 460 |  |  | 690 | Vacaville Water Treatment Plant-1001 Allison Drive | Vacaville | 95687 |  |  | 8.17 | 0.38
4642 | YS | City of West Sacramento |  | 1995 | P-89-95 | One (1) Cummins Model No. VTA-110-G, Serial No. 57295, 850 BHP, 4-cycle, diesel fueled, turbocharged, aftercooled, powering an emergency generator | Diesel | Cummins | VTA110G | 566.6667 |  |  | 850 | Wastewater Treatment Plant, 1991 South River Road | West Sacramento | 95691 |  |  | 8.17 | 0.38
4643 | YS | City of West Sacramento |  | 1995 | P-90-95 | One (1) Detroit Diesel Model No. 8123-7305, S.O.# 2A04765, Spec# 7808, Unit #12VF002775, 830 BHP, 2 cycle, diesel-fueled, turbocharged, powering an emergency generator | Diesel | Detroit Diesel | 8123-7305 | 553.3333 |  |  | 830 | Bryte Bend Water Treatment Plant0400 North Harbor Blvd. | West Sacramento | 95691 |  |  | 8.17 | 0.38
4644 | YS | City of West Sacramento |  | 1995 | P-88-95 | One (1) Detroit Diesel Model No. 8123-7305, S.O.# 7A01812, Spec# A274272, Unit #12VF004101, 741 BHP, 2 cycle, diesel-fueled, turbocharged, powering an emergency generator | Diesel | Detroit Diesel | 8123-7305 | 494 |  |  | 741 | Raley's Landing Storm Water Pump Station-201 F Street | West Sacramento | 95691 |  |  | 8.17 | 0.38
4645 | YS | City of West Sacramento |  | 2000 | P-95-00 | 685 BHP, Diesel-Fired, Detroit Diesel ICE, Model No. R083-7K36, Serial No. 5312001055, turbocharged, and aftercooled | Diesel | Detroit Diesel | R083-7K36 | 456.6667 |  |  | 685 | West corner of Lake Washington Blvd. and Jefferson Blvd. | West Sacramento | 95691 |  |  | 6.9 | 0.4
4646 | YS | City of Woodland |  | 1995 | P-222-95 (a) | Caterpillar 4-cycle turbocharged ICE, Diesel Fired, 890 BHP, Model #PA-4023-02, Serial #81Z12339 | Diesel | Caterpillar | PA-4023-02 | 593.3333 |  |  | 890 | 2395 East Main St. | Woodland | 95776 |  |  | 8.17 | 0.38
4647 | YS | Genentech |  | 1997 | P-19-97 | Detroit Diesel Model No. 20V-149TI-DDEC, 9203-7K16, Serial No. 379009, 2935 BHP, Two Cycle Rich Burn, Fuel Injection, 20 Cylinders, Turbocharged and Aftercooled, powering a backup generator | Diesel | Detroit Diesel | 9203-7K16 | 1956.6667 |  |  | 2935 | 1000 New Horizons Way | Vacaville | 95687 |  |  | 8.17 | 0.38
4648 | YS | Genentech |  | 1997 | P-18-97 | Detroit Diesel Model No. 20V-149TI-DDEC, 9203-7K16, Serial No. 379010, 2935 BHP, Two Cycle Rich Burn, Fuel Injection, 20 Cylinders, Turbocharged and Aftercooled, powering a backup generator | Diesel | Detroit Diesel | 9203-7K16 | 1956.6667 |  |  | 2935 | 1000 New Horizons Way | Vacaville | 95687 |  |  | 8.17 | 0.38
4649 | YS | Gymboree |  | 2000 | P-42-00 | 1095 BHP diesel-fired, Detroit Diesel #16V-92TA, Model 8163-7405, turbocharged, aftercooled, 4 degree timing retard, powering an emergency generator | Diesel | Detroit Diesel | 8163-7406 | 730 |  |  | 1095 | 2299 Kids Way | Dixon | 95620 |  |  | 6.9 | 0.4
4650 | YS | Kaiser Health Plan |  | 1996 | P-22-96 | One (1) Kohler-Detroit Diesel ICE, Model No. 1000 ROZD, Serial No. 370721, 1550 BHP, 2 cycle, diesel, turbocharged, aftercooled, powering an emergency generator | Diesel | Detroit Diesel | 1000 ROZD | 1033.3333 |  |  | 1550 | 2001 Akerly | Vacaville | 95688 |  |  | 8.17 | 0.38
4651 | YS | KOVR |  | 1995 | P-85-95 | One (1) Cummins Model No. KTA2300G, Serial No. 33105263, 1155 BHP, 4 cycle, diesel, turbocharged, aftercooled, powering an emergency generator | Diesel | Cummins | KTA2300G | 770 |  |  | 1155 | 2713 KOVR Drive | West Sacramento | 95605 |  |  | 8.17 | 0.38
4652 | YS | MCI WorldCom |  | 1994 | P-107-94 (a) | Cummins 4-cycle, diesel fired, 1850 bhp, Model KTA50-G3, S/N 33117357, turbocharged, aftercooled | Diesel | Cummins | KTA50-G3 | 1233.3333 |  |  | 1850 | 2820 KOVR Dr. | West Sacramento | 95691 |  |  | 8.17 | 0.38
4653 | YS | MCI WorldCom |  | 1994 | P-106-94 (a) | Cummins 4-cycle, diesel fired, 1850 bhp, Model KTA50-G3, S/N 33118367, turbocharged, aftercooled | Diesel | Cummins | KTA50-G3 | 1233.3333 |  |  | 1850 | 2820 KOVR Dr. | West Sacramento | 95691 |  |  | 8.17 | 0.38
4654 | YS | MCI WorldCom |  | 1994 | P-105-94 (a) | Cummins 4-cycle, diesel fired, 1850 bhp, Model KTA50-G3, S/N 33117346, turbocharged, aftercooled | Diesel | Cummins | KTA50-G3 | 1233.3333 |  |  | 1850 | 2820 KOVR Dr. | West Sacramento | 95691 |  |  | 8.17 | 0.38
4655 | YS | MCI WorldCom |  | 1994 | P-104-94 (a) | Cummins 4-cycle, diesel fired, 1850 bhp, Model KTA50-G3, S/N 33117347, turbocharged, aftercooled | Diesel | Cummins | KTA50-G3 | 1233.3333 |  |  | 1850 | 2820 KOVR Dr. | West Sacramento | 95691 |  |  | 8.17 | 0.38
4656 | YS | McKesson HBOC |  | 1999 | P-87-99 | 896 HP Diesel Fired Caterpillar ICE, Turbocharged, Aftercooled, Model #3412, Serial #81Z4044 | Diesel | Caterpillar | 3412 | 597.3333 |  |  | 896 | 3775 Seaport Blvd. | West Sacramento | 95691 |  |  | 8.17 | 0.38
4657 | YS | Pacific Bell |  | 1996 | P-98-96 | Detroit Diesel, Model Number 16V-149, Serial No. 16E00841, 1750 BHP, Two Cycle Lean Burn, Fuel Injection, 16 cylinders, Timing Retarded by 4 Degrees, Turbocharged & Aftercooled | Diesel | Detroit Diesel | 16V-149 | 1166.6667 |  |  | 1750 | 3900 Channel Dr. | West Sacramento | 95691 |  |  | 8.17 | 0.38
4658 | YS | Pacific Bell |  | 1999 | P-38-99 | One 491 BHP diesel-fired Detroit Diesel IC Engine Model #8083-7405, Serial #8VF159309, turbocharged, aftercooled, and fuel injection timing retarded 4 degrees, powering an emergency generator | Diesel | Detroit Diesel | 8083-7405 | 327.3333 |  |  | 491 | 340 Elizabeth St. | Vacaville | 95688 |  |  | 6.9 | 0.4
4659 | YS | Pacific Gas and Electric (PG&E) |  | 1997 | P-43-97 | One 896 BHP diesel-fired Caterpillar Model 3412/650 ICE, Serial #81Z21091, turbocharged, aftercooled, and fuel injection timing retarded 4 degrees, Emergency | Diesel | Caterpillar | 3412 | 597.3333 |  |  | 896 | 885 Embarcadero Dr. | West Sacramento | 95605 |  |  | 8.17 | 0.38
4660 | YS | Prodica |  | 1994 | P-85-94 | One Detroit Diesel (V-12) 71 Model No. 7123-7305, Serial No. 12VA049059, 600 BHP, 2 cycle, diesel fueled, turbocharged | Diesel | Detroit Diesel | 7123-7305 | 400 |  |  | 600 | 3961 Channel Drive | West Sacramento | 95691 |  |  | 8.17 | 0.38
4661 | YS | Relera |  | 2001 | P-40-01 | 1480 BHP diesel-fired Caterpillar ICE Model 3508B, S/N 6PN00730 driving a generator | Diesel | Caterpillar | 3508B | 986.6667 |  |  | 1480 | 1075 Triangle Ct. Suite 130 | West Sacramento | 95605 |  |  | 6.9 | 0.4
4662 | YS | Sutter Davis Hospital |  | 1994 | P-109-94 | One (1) 4 cycle, V-16 Cummins KTA50-G2 ICE/Emergency Genset, ID#: B-940534001, Diesel Fueled, 1620 BHP, turbocharged, aftercooled | Diesel | Cummins | KTA50-G2 | 1080 |  |  | 1620 | 2000 Sutter Place | Davis | 95618 |  |  | 8.17 | 0.38
4663 | YS | Target |  | 1997 | P-27-97 | Cummins 465 BHP, 4 cycle engine, Model NTA855-G2, Serial #58890, lean burn, turbocharged, aftercooled, and timing retarded, powering an emergency generator | Diesel | Cummins | NTA855-G2 | 310 |  |  | 465 | 2050 East Beamer St. | Woodland | 95776 |  |  | 6.9 | 0.4
4664 | YS | The Money Store |  | 1998 | P-59-98 | 1109 BHP Caterpillar Model #3412 Diesel Fired, turbocharged, aftercooled ICE, Serial #2WJ00894 Powering a Caterpillar Model SR4 Generator | Diesel | Caterpillar | 3412 | 739.3333 |  |  | 1109 | 601 3rd. St. | West Sacramento | 95691 |  |  | 8.17 | 0.38
4665 | YS | UC Davis |  | 1999 | P-88-99 | Detroit Diesel ICE Engine, 1550 HP, Diesel, Model No. 7243-7406, Unit #24BA001877, 2 cycle, Turbocharged, Aftercooled, Injection Timing Retarded by 4 Degrees, Emergency ICE | Diesel | Detroit Diesel | 7243-7406 | 1033.3333 |  |  | 1550 | Wastewater Treatment Plant-South | Davis | 95618 |  |  | 8.17 | 0.38
4666 | YS | UC Davis |  | 1997 | P-54-97 | One Detroit Diesel Model #8163-7416, 1252 BHP, 2 cycle, Turbocharged, Aftercooled, Powering an Emergency Back-Up Generator | Diesel | Detroit Diesel | 8163-7416 | 834.6667 |  |  | 1252 | North side loading area of Briggs Hall | Davis | 95618 |  |  | 8.17 | 0.38
4667 | YS | UC Davis |  | 2001 | P-8-01 | Cummins 750 BHP, Diesel ICE, Model KTTA19-G2, Serial #37132777, Turbocharged, Aftercooled, Emergency ICE | Diesel | Cummins | KTTA19-G2 | 500 |  |  | 750 | Central Heating and Cooling Plant-Campus Zone E067 | Davis | 95618 |  |  | 6.9 | 0.4
4668 | YS | UC Davis |  | 1994 | P-101-94 | Cummins Model No. KTTA19-G2, Serial No. 37139010, 750 BHP, 4 cycle, diesel fueled, turbocharged, powering an emergency generator: Onan Model No. 500DFFB, Serial No. H910412900, 3 Phase | Diesel | Cummins | KTTA19-G2 | 500 |  |  | 750 | Campus Zone #E157-Engineering II | Davis | 95618 |  |  | 8.17 | 0.38
4669 | YS | UC Davis |  | 1994 | P-96-94 | Detroit Diesel Model No. 12V-92T, 740 BHP, 2 cycle, diesel fueled, powering an emergency generator: Kohler Model No. 450ROZD77, Serial No. 280066 | Diesel | Detroit Diesel | 12V-92T | 493.3333 |  |  | 740 | Wastewater Treatment Plant | Davis | 95618 |  |  | 8.17 | 0.38
4670 | YS | UC Davis |  | 1994 | P-102-94 | Detroit Diesel Model No. 8V-92TTA, Unit No. 08VF134785, 643 BHP, 2 cycle, diesel fueled, turbocharged powering an emergency backup generator: Kohler Model No. 251409, Serial No. 400ROZD71 | Diesel | Detroit Diesel | 8V-92TTA | 428.6667 |  |  | 643 | Campus Zone #S002-Primate | Davis | 95618 |  |  | 8.17 | 0.38
4671 | YS | UC Davis |  | 1995 | P-108-95 | One Waukesha Model No. F2895GSIU ICE/Generator Unit, Serial No. 387868, 636 BHP, Natural Gas Fueled, Turbocharged, Aftercooled, Automatic Transfer Switch | Natural Gas | Waukesha | F2895GSIU | 424 |  |  | 636 | Meyer Hall-Campus Zone E139 | Davis | 95618 |  |  | 8.17 | 0.38
4672 | YS | UC Davis |  | 1994 | P-100-94 | Cummins Model No. KTTA1150, Serial No. 31124464, 560 BHP, 4-cycle, diesel, turbocharged ICE powering an emergency generator: Marathon Electric Model No. 502FDR8052GG-M2B2W, Serial No. 5727. | Diesel | Cummins | KTTA1150 | 373.3333 |  |  | 560 | Campus Zone #H299-Toxic Pollutant Laboratory | Davis | 95618 |  |  | 8.17 | 0.38
4673 | YS | UC Davis |  | 1998 | P31-98 | (1) Cummins Model NTA855-G2 ICE, 535 BHP, 4 cycle, lean burn, powering an Onan emergency back-up generator, turbocharged, aftercooled, 4 degree fuel injection timing retard | Diesel | Cummins | NTA855-G2 | 356.6667 |  |  | 535 | UC Davis Comparative Medicine-Animal Facility | Davis | 95618 |  |  | 6.9 | 0.4
4674 | YS | UC Davis |  | 1999 | P-32-99 | One Cummins Model NTA855-G3, 535 BHP, 4 Cycle ICE, Turbocharged, Aftercooled Powering an Emergency Back-Up Generator | Diesel | Cummins | NTA855-G3 | 356.6667 |  |  | 535 | Adjacent to Environmental Services Facility-Campus Zone L033-CAAN 4701 | Davis | 95618 |  |  | 6.9 | 0.4
4675 | YS | UC Davis |  | 1998 | P-32-98 | (1) Cummins Model NTA855-G2 ICE, 465 BHP, 4 cycle, lean burn, powering an Onan emergency back-up generator, turbocharged, aftercooled, 4 degree fuel injection timing retard | Diesel | Cummins | NTA855-G2 | 310 |  |  | 465 | UC Davis Comparative Medicine-Campus Zone S036 | Davis | 95618 |  |  | 6.9 | 0.4
4676 | YS | UC Davis |  | 2001 | P-7-01 | Cummins 465 BHP, 4 cycle engine, Model NTA855-G2, Serial #30322964, Turbocharged, Aftercooled, Emergency ICE | Diesel | Cummins | NTA855-G2 | 310 |  |  | 465 | Communication Resources-Campus Zone E014-CAAN 4021 | Davis | 95618 |  |  | 6.9 | 0.4
4677 | YS | UC Davis |  | 2000 | P-71-00 | One 465 BHP Cummins, Diesel Fired Emergency ICE, Model No. NTA855-G2, 4 cycle, Turbocharged, Aftercooled | Diesel | Cummins | NTA855-G2 | 310 |  |  | 465 | Targeted Genomics (ARS M-3)-Campus Zone H030-CAAN 4329 | Davis | 95618 |  |  | 6.9 | 0.4
4678 | YS | United States Naval Communications Station |  | 1998 | P-7-97 | Emergency standby generator #2: GM Electromotive Division Model 20-645E4 internal combustion engine, S/N 72-A1-1018, 12,900 cid 2-cycle turbocharged, aftercooled, diesel, 3600 BHP; Generator: Ideal model S.A.B., 2 MW | Diesel | General Motors | 20-645E4 | 2400 |  |  | 3600 | 7200 Radio Station Road | Dixon | 95620 |  |  | 8.17 | 0.38
4679 | YS | United States Naval Communications Station |  | 1995 | P-64-95 | Emergency standby generator #1: One (1) GM Electromotive Division Model No. 645E4, Generator Unit Serial No. 72-A1-1086, 3600 BHP, 2-cycle, diesel, turbocharged | Diesel | General Motors | 645E4 | 2400 |  |  | 3600 | 7200 Radio Station Road | Dixon | 95620 |  |  | 8.17 | 0.38
4680 | YS | Valley Media, Inc. |  | 2000 | P-28-00 | 900 BHP Diesel Fired Cummins Model VTA28-G5, Engine No. 25243280, Turbocharged, Aftercooled, Driving an Emergency Generator | Diesel | Cummins | VTA28-G5 | 600 |  |  | 900 | 1280 Santa Anita Court-Building A | Woodland | 95776 |  |  | 6.9 | 0.4
4681 | YS | Woodland Biomass Power |  | 1994 | P-51-94 | One Caterpillar ICE, diesel fueled, emergency power generator, Model No. 3412, S/N 81Z07888, 890 BHP | Diesel | Caterpillar | 3412 | 593.3333 |  |  | 890 | 1786 E. Kentucky Ave. | Woodland | 95776 |  |  | 8.17 | 0.38
4682 | YS | Woodland Healthcare |  | 1999 | P-11-99 | 900 BHP Diesel Fired Cummins Model VTA28-G5, Serial #E9685150, powering an emergency generator | Diesel | Cummins | VTA28-G5 | 600 |  |  | 900 | 1325 Cottonwood St. | Woodland | 95695 |  |  | 8.17 | 0.38
4683 | YS | Woodland Healthcare |  | 1994 | P-88-94 (t) | One Caterpillar Model No. D379, Serial No. 76B00126, 575 BHP, 4-cycle, diesel fueled, turbocharged, and aftercooled | Diesel | Caterpillar | D379 | 383.3333 |  |  | 575 | 1325 Cottonwood St. | Woodland | 95695 |  |  | 8.17 | 0.38
4684 | YS | Affymetrix |  | 2001 | P-83-01 | 2,848 BHP Diesel Fired Caterpillar Internal Combustion (IC) engine, Model No. 3516 Serial No. 6HN01293, turbocharged, aftercooled | Diesel | Caterpillar | 3516 | 1898.6667 |  |  | 2848 | 890 Embarcadero Dr. | West Sacramento | 95605
4685 | YS | C. International |  | 2001 | P-72-01 | 1,114 BHP Diesel Fired Caterpillar Internal Combustion (IC) Engine, Model No. 3412, Serial No. BLG00230, Turbocharged and aftercooled, Emergency power generation | Diesel | Caterpillar | 3412 | 742.6667 |  |  | 1114 | 700 Vaughn Road | Dixon | 95620
4686 | YS | Level 3 Communications |  | 2001 | P-73-01 | 2,876 BHP Diesel fired Caterpillar Internal Combustion (IC) engine, Model #3516B, Serial #6HN01453, Turbocharged and aftercooled, Emergency power generation | Diesel | Caterpillar | 3516 | 1917.3333 |  |  | 2876 | 1075 Triangle Court | West Sacramento | 95605-2342
4687 | YS | UC Davis |  | 2001 | P-85-01 | 975 BHP Caterpillar diesel fired portable IC engine, Model No. D349, Serial No. 61P1249, turbocharged and aftercooled | Diesel | Caterpillar | D349 | 650 |  |  | 975 | 1 Shields Ave.(Ag Services - Bulk Mail - Campus Zone L012, CAAN 3308) | Davis | 95616
4688 | YS | XO Communications |  | 2001 | P-92-01 | 1467 BHP Diesel Fired Caterpillar Internal Combustion Engine, Model No. 3508-B, Serial No. 4GM00644 | Diesel | Caterpillar | 3508B | 978 |  |  | 1467 | 836 Riverside Parkway | West Sacramento | 95605
4689 | YS | City of Woodland |  | 2001 | P-103-01 | 913 BHP Caterpillar IC Engine, Model #3412, Serial BPG00313 | Diesel | Caterpillar | 3412 | 608.6667 |  |  | 913 | 840 Riverside Parkway, Suite 70 and 80 of Building B | West Sacramento | 95605
4690 | YS | Cingular Wireless West |  | 2001 | P-215-95A | 685 BHP diesel fired Cummins internal combustion engine, Model NO. KTTA19G, Serial No. 3913 | Diesel | Cummins | KTTA19G | 456.6667 |  |  | 685 | East Main Street and County Road 103 | Yolo County
4691 | YS | UC Davis |  | 2001 | P-111-01 | 1135 BHP diesel fired Cummins IC engine, Model #QST30-G1 Serial #10515, CPL 2968 | Diesel | Cummins | QST30-G1 | 756.6667 |  |  | 1135 | 1 Shields Ave. (Telecom Building, Campus Zone E014) | Davis | 95616
4692 | YS | UC Davis |  | 2001 | P-114-01 | 975 BHP diesel fired Caterpillar IC engine, Model #D349, Serial #61P1250, AR#8L8223 | Diesel | Caterpillar | D349 | 650 |  |  | 975 | 1 Shields Ave. (various locations) | Davis | 95616
4693 | YS | UC Davis |  | 2001 | P-120-01 | Emergency ICE: 1120 BHP diesel fired Detroit Diesel IC engine, Model #R123-7K36, Serial #5352000917 | Diesel | Detroit Diesel | R123-7K36 | 746.6667 |  |  | 1120 | 1 Shields Ave. (Plant & Environmental Sciences Building, Campus Zone B075, CAAN 4726) | Davis | 95616
4694 | YS | City of Dixon Waste Water Plant |  | 2002 | P-3-02 | Emergency ICE: 474 BHP diesel fired Detroit Diesel internal combustion engine, Model No. 6V92TA, Block Number 6925160, 474 BHP | Diesel | Detroit Diesel | 6V92TA | 316 |  |  | 474 | 6915 Pedrick Road | Dixon | 95605
4695 | YS | City of Vacaville-Easterly Wastewater Treatment Plant |  | 2002 | P-1101-95 | Emergency ICE: 1120 BHP diesel fired Detroit Diesel internal combustion engine, Model No. #12V2000 R123-7K36, 1120 BHP | Diesel | Detroit Diesel | R123-7K36 | 746.6667 |  |  | 1120 | Easterly Wastewater Treatment Plant, 6040 Vaca Station Road | Elmira | 95687
4696 | YS | Allegiance Healthcare |  | 2002 | P-75-02 | Emergency ICE: 1807 BHP diesel fired Caterpillar internal combustion engine, Model No. 3512, Serial No. 1GZ00824 | Diesel | Caterpillar | 3512 | 1204.6667 |  |  | 1807 | 700 Vaughn Road | Dixon | 95620
4697 | YS | Chiron Corporation |  | 2002 | P-76-02 | Emergency Diesel Fired IC Engine, 2847 BHP Caterpillar IC Engine, Model No. 3516B, Serial No. 1HZ01403 | Diesel | Caterpillar | 3516B | 1898 |  |  | 2847 | 2010 Cessna Drive | Vacaville | 95688
4698 | YS | City of Woodland |  | 2002 | P-11-02 | Emergency ICE: 1,663 BHP diesel fired Detroit internal combustion engine, Model No. 91237416, Serial No. L17230 | Diesel | Detroit Diesel | 9123-7416 | 1108.6667 |  |  | 1663 | 42929 Country Road 24 | Woodland | 95776
4699 | YS | Jackson Laboratory |  | 2002 | P-47-02 | Emergency ICE: 685 BHP diesel fired Caterpillar internal combustion engine, Model No. 3456, Serial No. 3PG00321 | Diesel | Caterpillar | 3456 | 456.6667 |  |  | 685 | 960 Riverside Parkway, Suite 10 | West Sacramento | 95605
4700 | YS | Large Scale Biology Corp. |  | 2002 | P-46-02 | Emergency ICE: 1200 BHP diesel fired Detroit Diesel internal combustion engine, Model No. R163-7K05, Serial No. 536200665 | Diesel | Detroit Diesel | R163-7K05 | 800 |  |  | 1200 | 333 Vaca Valley, Suite 1000 | Vacaville | 95688
4701 | YS | Pacific Bell |  | 2002 | P-33-02 | Emergency ICE: 535 bhp diesel fired Cummins internal combustion engine, Model No. N14-G2, Serial no. 11979267 | Diesel | Cummins | N14-G2 | 356.6667 |  |  | 535 | 917 Jefferson Blvd. | West Sacramento | 95691
4702 | YS | Solano Irrigation District |  | 2002 | P-22-02 | Emergency ICE: 465 BHP, diesel fired Cummins internal combustion engine; Model No. N14-G1, Serial No. 12036822 | Diesel | Cummins | N14-G1 | 310 |  |  | 465 | SW 1/4 of Section 12, T-7N, R-1E | Dixon | 95620
4703 | YS | Walgreen's |  | 2002 | P-69-02 | Natural Gas Emergency ICE: 494 BHP Katolight Corp. IC Engine, Model No. N325FRZ4, Serial No. LM23725468942 | Natural Gas | Katolight | N325FRZ4 | 329.3333 |  |  | 494 | 2370 East Main Street | Woodland | 95776
4704 | YS | City of Vacaville |  | 2003 | P-96-03 | Emergency ICE: 3000 BHP diesel fired Caterpillar internal combustion engine, Model No. 3516B | Diesel | Caterpillar | 3516B | 2000 |  |  | 3000 | 6040 Vaca Station Road | Elmira | 95687
4705 | YS | City of West Sacramento |  | 2003 | P-93-03 | Emergency ICE: 3067 BHP diesel fired Cummins internal combustion engine, Model No. QSK60-G6, Serial No. 100-3664-07 | Diesel | Cummins | QSK60-G6 | 2044.6667 |  |  | 3067 | 400 North Harbor Blvd. | West Sacramento | 95605
4706 | YS | Cryonix Incorporated |  | 2003 | P-89-03 | Emergency ICE: 764 BHP diesel fired Caterpillar internal combustion engine, Model No. 3456, Serial No. 3PG00533 | Diesel | Caterpillar | 3456 | 509.3333 |  |  | 764 | 1001 Aldridge Rd. | Vacaville | 95688
4707 | YS | Pacific Bell |  | 2003 | P-113-03 | Emergency ICE: 1480 BHP diesel fired Caterpillar internal combustion engine, Model No. 3508B, Serial No. 1FZ01084 | Diesel | Caterpillar | 3508B | 986.6667 |  |  | 1480 | 340 Elizabeth St. | Vacaville | 95688
4708 | YS | Skyline Homes, Inc. |  | 2003 | P-37-03 | Diesel Fired Emergency ICE: 748 BHP Caterpillar IC Engine, Model No. 3412, Serial No. BPG00307. | Diesel | Caterpillar | 3412 | 498.6667 |  |  | 748 | 1720 East Beamer St. | Woodland | 95776
4709 | YS | UC Davis |  | 2003 | P-102-03 | Emergency ICE: 1200 BHP diesel fired Spectrum Detroit Diesel internal combustion engine. Model No. R163-7K35, Serial No. 5362001782 | Diesel | Detroit Diesel | R163-7K35 | 800 |  |  | 1200 | 1 Shields Ave. (Contained Research Facility, Campus Zone Q085, CAAN 4757) | Davis | 95616
4710 | YS | UC Davis |  | 2003 | P-115-03 | Emergency ICE: 755 BHP diesel fired Cummins internal combustion engine, Model No. QSX15-G9, Serial No. 79011901 | Diesel | Cummins | QSX15-G9 | 503.3333 |  |  | 755 | 1 Shields Ave. (Ecology Lab, CAAN 3813) | Davis | 95616
4711 | YS | UC Davis |  | 2003 | P-120-03 | Emergency ICE: 2,935 BHP diesel fired Detroit Diesel internal combustion engine, Model No. T163-7K36, Serial No. 5272001422 | Diesel | Detroit Diesel | T163-7K36 | 1956.6667 |  |  | 2935 | 1 Shields Ave. (GBSF, CAAN 4427) | Davis | 95616
4712 | YS | UC Davis |  | 2003 | P-121-03 | Emergency ICE: 1,120 BHP diesel fired Detroit Diesel internal combustion engine, Model No. R123-7K36, Serial No. 5352002601 | Diesel | Detroit Diesel | R123-7K36 | 746.6667 |  |  | 1120 | 1 Shields Ave. (1 Tupper Hall, CAAN 4427) | Davis | 95616
4713 | YS | UC Davis |  | 2003 | P-118-03 | Emergency ICE: 764 BHP diesel fired Caterpillar internal combustion engine, Model No. 3456 ATAAC, Serial No. 3PG00584 | Diesel | Caterpillar | 3456 ATAAC | 509.3333 |  |  | 764 | 1 Shields Ave. (Center for Companion Animal Health; Campus Zone G127; CAAN 4805) | Davis | 95616
4714 | YS | Vacavalley Hospital |  | 2003 | P-127-03 | Emergency ICE: 900 BHP diesel fired Cummins internal combustion engine, Model No. VTA2802, Serial No. 37110149 | Diesel | Cummins | VTA28-G2 | 600 |  |  | 900 | 1000 Nut Tree Road | Vacaville | 95687
4750 | AV | 360networks (USA) Inc |  |  | E008020 |  | Diesel | Caterpillar | 3412 PEEC | 742.6667 |  |  | 1114 | 360networks (USA) Inc | Palmdale | 93550
4751 | AV | Antelope Valley - East Kern Water Agency |  |  | E006284 |  | Diesel | Caterpillar | 3406 | 346 |  |  | 519 | Antelope Valley - Kern Water Agency | Palmdale | 93550
4752 | AV | Antelope Valley Healthcare System |  |  | E007550 |  | Diesel | Detroit Diesel | 16V-92TA | 730 |  |  | 1095 | Antelope Valley Healthcare Sys-Skilled Nursing | Lancaster | 93534
4753 | AV | Antelope Valley Healthcare System |  |  | E007259 |  | Diesel | Detroit Diesel | 8V-92TA | 428.6667 |  |  | 643 | Antelope Valley Healthcare Sys-Skilled Nursing | Lancaster | 93534
4754 | AV | Antelope Valley Healthcare System |  |  | E007549 |  | Diesel | Detroit Diesel | 7123-7305 | 376.6667 |  |  | 565 | Antelope Valley Healthcare Sys-Skilled Nursing | Lancaster | 93534
4755 | AV | Antelope Valley Healthcare System |  |  | E007548 |  | Diesel | Detroit Diesel | 7163-7005 | 360 |  |  | 540 | Antelope Valley Healthcare Sys-Skilled Nursing | Lancaster | 93534
4756 | AV | CaSta Dept of Water Resources |  |  | E007119 |  | LPG | Caterpillar | 3412 | 482.6667 |  |  | 724 | CaSta DWR District Wide
4757 | AV | Forest City Commercial Management |  |  | E006973 |  | Diesel | Cummins | GTA1710 | 473.3333 |  |  | 710 | Antelope Valley Mall | Palmdale | 93551
4758 | AV | J C Penney Co |  |  | E006310 |  | LPG | Generac | 74GN | 1200 |  |  | 1800 | J C Penney Co | Palmdale | 93551
4759 | AV | LACo Fire Department |  |  | E006996 |  | Diesel | Caterpillar | 3412 DISTA | 739.3333 |  |  | 1109 | LACo Fire Station # 129 | Lancaster | 93534
4760 | AV | LACo High Desert Hospital |  |  | E007158 |  | Diesel | Caterpillar | 3412 | 499.3333 |  |  | 749 | LACo High Desert Hospital | Lancaster | 93534
4761 | AV | LACo Sanitation Districts |  |  | E007278 |  | Diesel | Detroit Diesel | 7243-7406 | 1033.3333 |  |  | 1550 | LACo Sanitation Dist #14 | Lancaster | 93534
4762 | AV | LACo Sanitation Districts |  |  | E006684 |  | Diesel | Cummins | KTA38-G1 | 756.6667 |  |  | 1135 | LACo Palmdale Water Reclamation Plant | Palmdale | 93550
4763 | AV | LACo Sheriff's Dept - Atn: Pepe |  |  | E006564 |  | Diesel | Cummins | VTA-1710-G | 506.6667 |  |  | 760 | LACo Sheriff's Dept - 45000 W 60th St | Lancaster | 93534
4764 | AV | LACo Sheriff's Dept - Atn: Pepe |  |  | E007032 |  | Diesel | Detroit Diesel | 7123-7406 | 500 |  |  | 750 | LACo Sheriff's Dept - 501 W Lancaster Blvd | Lancaster | 93534
4765 | AV | Lockheed Martin Skunk Works |  |  | E006455 |  | Diesel | Detroit Diesel | 9123-7000 | 446.6667 |  |  | 670 | Lockheed Martin Skunk Works | Palmdale | 93550
4766 | AV | Lockheed Martin Skunk Works |  |  | E006498 |  | Diesel | Caterpillar | 3406BTA | 391.3333 |  |  | 587 | Lockheed Martin Skunk Works | Palmdale | 93550
4767 | AV | Lockheed Martin Skunk Works |  |  | E006454 |  | Diesel | Detroit Diesel | DAS 418400 | 356.6667 |  |  | 535 | Lockheed Martin Skunk Works | Palmdale | 93550
4768 | AV | Lockheed Martin Skunk Works |  |  | E006453 |  | Diesel | Detroit Diesel | DAS 418400 | 356.6667 |  |  | 535 | Lockheed Martin Skunk Works | Palmdale | 93550
4769 | AV | Northrop Grumman Corp |  |  | E006780 |  | Diesel | Caterpillar | 3408 | 402 |  |  | 603 | Northrop Grumman Corp | Palmdale | 93550
4770 | AV | Northrop Grumman Corp |  |  | E006775 |  | Diesel | Cummins | NTTA855G | 310 |  |  | 465 | Northrop Grumman Corp | Palmdale | 93550
4771 | AV | Pacific Bell - Env Mgmt |  |  | E007157 |  | Diesel | Detroit Diesel | 92V12TA | 446.6667 |  |  | 670 | Pacific Bell - N 47th St E | Palmdale | 93550
4772 | AV | Palmdale Water District |  |  | E007279 |  | Diesel | Caterpillar | 3508EUI DITA | 793.3333 |  |  | 1190 | Palmdale Water District - 641 E Ave S | Palmdale | 93550
4773 | AV | Palmdale Water District |  |  | E007288 |  | Diesel | Volvo Penta | TAD 1232GE | 350.6667 |  |  | 526 | Palmdale Water District - 2029 E Ave Q | Palmdale | 93550
4774 | AV | Palmdale Water District |  |  | E007287 |  | Diesel | Volvo Penta | TAD 1232GE | 350.6667 |  |  | 526 | Palmdale Water District - 2029 E Ave Q | Palmdale | 93550
4775 | AV | RITE AID |  |  | E007609 |  | Diesel | Detroit Diesel | 600 DS-4 | 606.6667 |  |  | 910 | RITE AID | Lancaster | 93534
4776 | AV | RITE AID |  |  | E007605 |  | Diesel | Detroit Diesel | 600 DS-4 | 606.6667 |  |  | 910 | RITE AID | Lancaster | 93534
4777 | AV | Senior Systems Technology, Inc |  |  | E007964 |  | Diesel | Caterpillar | 3516 DITA | 1665.3333 |  |  | 2498 | Senior Systems Technology, Inc | Palmdale | 93550
4778 | AV | SR Technics America, Inc |  |  | E006828 |  | Diesel | Cummins | NTTA855G | 310 |  |  | 465 | SR Technics America, Inc - Site 9 | Palmdale | 93550
4779 | AV | US Federal Aviation Administration |  |  | E006704 |  | Diesel | Detroit Diesel | 8163-7405 | 730 |  |  | 1095 | FAA Airways Facility | Palmdale | 93550
4780 | AV | US Federal Aviation Administration |  |  | E006703 |  | Diesel | Detroit Diesel | 8163-7405 | 730 |  |  | 1095 | FAA Airways Facility | Palmdale | 93550
4781 | AV | US Gov AF Dept Pyramid Services, Inc |  |  | E007236 |  | Diesel | Caterpillar | 3406C | 309.3333 |  |  | 464 | US Gov AF Dept Pyramid Services, Inc | Palmdale | 93550
4782 | AV | Verizon California, Inc |  |  | E007983 |  | Diesel | Cummins | QST30-G4 | 993.3333 |  |  | 1490 | Verizon - GC# 528 | Lancaster | 93534
4783 | AV | Verizon California, Inc |  |  | E007464 |  | Diesel | Caterpillar | 3412 DITA | 593.3333 |  |  | 890 | 762 W. Kettering | Lancaster | 93534
4784 | AV | Broadwing Communications Services |  | 2001 | E008173 | ICE Emergency Diesel Generator consisting of: a Katolight/Cummins model D350FPZX4 ICE, 6 cylinders, Serial No. WAGM1020703, 568 bhp, turbocahrged, aftercooled, ignition timing retarded, 350 kW. | Diesel | Cummins | D350FPZX4 | 350 | 350 |  |  | 602 E Ave R, Unit B/Suite C | Palmdale | 93550
4785 | AV | Broadwing Communications Services |  | 2001 | E008174 | ICE Emergency Diesel Generator consisting of: a Katolight/Cummins model D350FPZX4 ICE, 6 cylinders, Serial No. WA51382446276, 568 bhp, turbocahrged, aftercooled, ignition timing retarded, 350 kW. | Diesel | Cummins | D350FPZX4 | 350 | 350 |  |  | 37918 Sixth Street East | Palmdale | 93550
4786 | AV | Broadwing Communications Services |  | 2001 | E008182 | ICE Emergency Diesel Generator consisting of: a Katolight/Cummins model D350FPZX4 ICE, 6 cylinders, Serial No. WA51382446276, 568 bhp, turbocahrged, aftercooled, ignition timing retarded, 350 kW. | Diesel | Cummins | D350FPZX4 | 350 | 350 |  |  | 37918 Sixth Street East | Palmdale | 93550
4787 | AV | Northrup Grumman Systems Corporation |  | 2001 | E008200 | Caterpillar, Diesel, Generator, Model No. 3412 TA, 12 cylinders, After Cooled, Ignition Retarded, Turbocharged 749 bhp@ 1800 rpm. | Diesel | Caterpillar | 3412 TA | 499.3333 |  |  | 749 | 3520 E Avenue M | Palmdale | 93350
4788 | AV | Northrup Grumman Systems Corporation |  | 2001 | E008199 | Caterpillar, Diesel, Generator, Model No. 3412 TA, 12 cylinders, After Cooled, Ignition Retarded, Turbocharged 749 bhp@ 1800 rpm. | Diesel | Caterpillar | 3412 TA | 499.3333 |  |  | 749 | 3520 E Avenue M | Palmdale | 93350
4789 | AV | Northrup Grumman Systems Corporation |  | 2001 | E008198 | Caterpillar, Diesel, Generator, Model No. 3412 TA, 12 cylinders, After Cooled, Ignition Retarded, Turbocharged 749 bhp@ 1800 rpm. | Diesel | Caterpillar | 3412 TA | 499.3333 |  |  | 749 | 3520 E Avenue M | Palmdale | 93350
4790 | AV | Northrup Grumman Systems Corporation |  | 2001 | E008197 | Caterpillar, Diesel, Generator, Model No. 3412 TA, 12 cylinders, After Cooled, Ignition Retarded, Turbocharged 749 bhp@ 1800 rpm. | Diesel | Caterpillar | 3412 TA | 499.3333 |  |  | 749 | 3520 E Avenue M | Palmdale | 93350
4791 | AV | Pacific Bell |  | 2001 | E008323 | Emergency ICE: Caterpillar, Diesel, Generator, Model No. 3508B, 8 cylinders, Direct Injected, Inter Cooled, Turbo Charged, 1480 bhp@1800 rpm | Diesel | Caterpillar | 3508B | 986.6667 |  |  | 1480 | 9550 Pearblossom | Littlerock | 93543
4792 | AV | Country Wide Home Loans |  | 2002 | E008407 | Emergency ICE: Johnson Power, 1000 KW, Caterpillar, Diesel, Generator, Model No. 3508B, 8 cylinders, Aftercooled, Direct Injected, Turbocahrged, 1480 bhp @1800 rpm, Serial No. 1FZ00864. | Diesel | Caterpillar | 3508B | 1000 | 1000 |  |  | 176 Country Wide Way | Lancaster | 93535
4793 | AV | Northrup Grumman Systems Corporation |  | 2002 | E008420 | Emergency ICE: Caterpillar, Diesel, Generator, Model 3412 DITA, 12 cylinders, Aftercooled, Direct Injected, Turbocharged, 817 bhp@ 1800 rpm, Serial No. 81Z23882 | Diesel | Caterpillar | 3412 DITA | 544.6667 |  |  | 817 | 3520 E Avenue M | Palmdale | 93350
4794 | AV | The Haskell Company |  | 2003 | E008619 | Emergency ICE: Cummins, Diesel fired, Model No. QSK60-G6 and Serial No. 33148229, Aftercooled, Turbocharged, producing 2922 bhp with 16 cylinders at 1800 rpm while consuming a maximum of 104 gal/hr. This equipment powers a generator. | Diesel | Cummins | QSX60-G6 | 1948 |  |  | 2922 | 421 West Avenue M | Lancaster | 93534
4875 | EDC | Barton Memorial Hospital |  | 1995 | 13-1090-01 | ICE, Detroit Diesel, Model No. 12V92, Serial No. 12VF-008952, 947 HP, Diesel, Turbocharged, Aftercooled, Timing Retarded | Diesel | Detroit Diesel | 12V-92 | 631.3333 |  | 947 |  | 2170 South Avenue | South Lake Tahoe | 96158 | Rich Bell | (530) 542-3000 ext. 3308 | 6.9 | 0.4
4876 | EDC | El Dorado Irrigation District |  | 1996 | 13-634-01 | ICE, Detroit Diesel, Model No. 16VFO13944, 1232 HP, Diesel, Turbocharged, Aftercooled | Diesel | Detroit Diesel | 16VFO13944 | 821.3333 |  | 1232 |  | 1565 Deer Creek Road | Cameron Park | 95682 | Bob Gamble | (916) 677-9044 | 8.17 | 0.38
4877 | EDC | El Dorado Irrigation District |  | 1997 | 15-834-01 | ICE, Detroit Diesel, Model No. 8V-92TTA, 643 hp, Turbocharged, Aftercooled | Diesel | Detroit Diesel | 8V-92TTA | 428.6667 |  | 643 |  | 4625 Latrobe Road | El Dorado Hills | 95762 | Ken Roberts | (916) 933-6202 | 6.9 | 0.4
4878 | EDC | Embassy Suites Lake Tahoe Resort |  | 1991 | 13-1005-01 | ICE, Cummins, Model No. ITA13-G, Serial No. 37135733, 685 HP, Diesel | Diesel | Cummins | ITA13-G | 456.6667 |  | 685 |  | 4130 Lake Tahoe Blvd. | South Lake Tahoe | 96150 | Gerry DeYoung | (530) 544-5400 | 6.9 | 0.4
4879 | EDC | Heavenly Ski Resort |  | 2000 | 13-1135-01 | ICE, Cummins, Model No. QST30-C, Serial Number 37193595, 1050 HP, turbocharged and aftercooled | Diesel | Cummins | QST30-C | 700 |  | 1050 |  | 4080 Lake Tahoe Blvd. | South Lake Tahoe | 96150 | Mike Cordia | (775) 884-1880 | 6.9 | 0.4
4880 | EDC | Heavenly Ski Resort |  | 2000 | 13-1136-01 | ICE, Cummins, Model No. QST30-C, Serial Number 37193596, 1050 HP, turbocharged and aftercooled | Diesel | Cummins | QST30-C | 700 |  | 1050 |  | 4080 Lake Tahoe Blvd. | South Lake Tahoe | 96150 | Mike Cordia | (775) 884-1880 | 6.9 | 0.4
4881 | EDC | Heavenly Ski Resort-Dipper |  | 1994 | 13-865-01 | ICE, diesel, Cummins, Model No. DTA19P, Serial Number 37153129, 600 HP, turbocharger, aftercooler, 4 degree timing retardation | Diesel | Cummins | DTA19P | 400 |  | 600 |  | Keller and Saddle | South Lake Tahoe | 96150 | Jimmy Lawrence | (702) 586-6259 | 6.9 | 0.4
4882 | EDC | Heavenly Ski Resort-Sky |  | 1992 | 12-863-01 | ICE, diesel, Cummins, Model No. DTTA19P, Serial Number 37143103, 700 HP | Diesel | Cummins | DTTA19P | 466.6667 |  | 700 |  | Keller and Saddle | South Lake Tahoe | 96150 | Jimmy Lawrence | (702) 586-6259 | 6.9 | 0.4
4883 | EDC | Marshall Hospital |  | 1992 | 07-474-01 | ICE, Cummins Onan, KTA38-G1, Serial Number 97397-136, 750 KW | Diesel | Cummins | KTA38-G1 | 750 | 750 |  |  | Marshall Way | Placerville | 95667 | Mack Fonston | (916) 626-2687 | 8.17 | 0.38
4884 | EDC | Marshall Hospital |  | 1988 | 07-475-01 | ICE, Cummins Onan, Model No. 400DFNG303560, 400 KW | Diesel | Cummins | 400DFNG303560 | 400 | 400 |  |  | Marshall Way | Placerville | 95667 | Mack Fonston | (916) 626-2687 | 8.17 | 0.38
4885 | EDC | DST Output |  | 1996 | 10-588-01 | ICE, Cummins, Model No. KTTA-SO-G2, Serial No. 75683/13, 2200 HP, Diesel | Diesel | Cummins | KTTA50-G2 | 1466.6667 |  | 2200 |  | 5220 Robert J. Matthews Parkway | El Dorado Hills | 95762 | Tom Jones | (916) 857-6853 | 8.17 | 0.38
4886 | EDC | SBC |  | 1995 | 13-529-01 | ICE, Garrett Turbine, Model No. 1E831-800, Serial No. 77530, 690 HP, Diesel | Diesel | Garrett | 1E831-800 | 460 |  | 690 |  | 2633 Sussex Avenue | South Lake Tahoe | 95705 | Jim Brimacomb | (916) 972-0878 | 8.17 | 0.38
4887 | EDC | SBC |  | 1997 | 15-873-01 | ICE, Detroit Diesel, Model No. 8083-7405, Serial No. 8VF174539, 568 HP, Diesel, turbocharged, aftercooled, positive crankcase ventilation | Diesel | Detroit Diesel | 8083-7405 | 378.6667 |  | 568 |  | 2970 Bedford Avenue | Placerville | 95667 | Jim Brimacomb | (916) 972-0878 | 6.9 | 0.4
4888 | EDC | Sierra-At-Tahoe |  | 1999 | 13-1015-01 | ICE, Caterpilliar, Model No. 3412, Serial No. 2WJ00879, 1109 HP, Diesel, Turbocharged ,Aftercooled | Diesel | Caterpillar | 3412 | 739.3333 |  | 1109 |  | 1111 Sierra-At-Tahoe Road | Twin Bridges | 95735 | Casey Blann | (530) 659-7453 | 8.17 | 0.38
4889 | EDC | Sierra-At-Tahoe |  | 1992 | 13-1013-01 | ICE, Detroit Diesel, Model No. 16V-92, Serial No. DD16VF010444, 1095 HP, Diesel, Turbocharged | Diesel | Detroit Diesel | 16V-92 | 730 |  | 1095 |  | 1111 Sierra-At-Tahoe Road | Twin Bridges | 95735 | Casey Blann | (530) 659-7453 | 8.17 | 0.38
4890 | EDC | Sierra-At-Tahoe |  | 1999 | 13-1016-01 | ICE, Detroit Diesel, Model No. 12V-149, Serial No. 12E-3273, 910 HP, Diesel , Turbocharged | Diesel | Detroit Diesel | 12V-149 | 606.6667 |  | 910 |  | 1111 Sierra-At-Tahoe Road | Twin Bridges | 95735 | Casey Blann | (530) 659-7453 | 8.17 | 0.38
4891 | EDC | South Tahoe Public Utility District |  | 1995 | 15-520-01 | ICE, Detroit Diesel, Model No. 9163-7316, Serial No. 16E-12728, 2146 HP, Diesel, Turbocharged, Aftercooled | Diesel | Detroit Diesel | 9163-7316 | 1430.6667 |  | 2146 |  | Luther Pass Pump Station-534 Grass Lake Road | Tahoe Paradise | 96155 | Rick Hydrick | (530) 544-6474 | 8.17 | 0.38
4892 | EDC | South Tahoe Public Utility District |  | 1995 | 15-521-01 | ICE, Detroit Diesel, Model No. 9163-7316, Serial No. 16E-12728, 2146 HP, Diesel, Turbocharged, Aftercooled | Diesel | Detroit Diesel | 9163-7316 | 1430.6667 |  | 2146 |  | Luther Pass Pump Station-534 Grass Lake Road | Tahoe Paradise | 96155 | Rick Hydrick | (530) 544-6474 | 8.17 | 0.38
4893 | EDC | South Tahoe Public Utility District |  | 1994 | 13-441-02 | ICE, Detroit Diesel, Model No. 9163-7416, 2146 BHP, 16 cylinders, two stroke, turbocharged, aftercooled | Diesel | Detroit Diesel | 9163-7416 | 1430.6667 |  |  | 2146 | 1275 Meadow Crest Drive | South Lake Tahoe | 96150 | Rick Hydrick | (530) 544-6474 | 8.17 | 0.38
4894 | EDC | South Tahoe Public Utility District |  | 1995 | 09-478-01 | ICE, Caterpillar, Diesel, Model No. 3412, Serial No. 38S8001, 574 HP | Diesel | Caterpillar | 3412 | 382.6667 |  | 574 |  | 1275 Meadow Crest Drive | South Lake Tahoe | 96150 | Rick Hydrick | (530) 544-6474 | 8.17 | 0.38
4895 | EDC | South Tahoe Public Utility District |  | 2000 | 09-495-01 | ICE, Detroit Diesel, Model No. 6V-92, Serial No. 80637416, 474 HP, Diesel, Turbocharged, Aftercooled | Diesel | Detroit Diesel | 8063-7416 | 316 |  | 474 |  | Keys & Venice | South Lake Tahoe | 96150 | Rick Hydrick | (530) 544-6474 | 6.9 | 0.4
4896 | EDC | South Tahoe Public Utility District |  | 1995 | 09-476-01 | ICE, Detroit Diesel, Model No. 6V-92TA or 8063-7416, Serial No. OVF212670, 474 HP, Diesel, Turbocharger, Aftercooler, Timing Retarded by 4 Degrees | Natural Gas | Detroit Diesel | 8063-7416 | 316 |  | 474 |  | 1275 Meadow Crest Drive | South Lake Tahoe | 96150 | Rick Hydrick | (530) 544-6474
4897 | EDC | South Tahoe Public Utility District |  | 1995 | 09-479-01 | ICE, Waukesha, Model No. LROKB12298B, 450 HP, Natural Gas | Natural Gas | Waukesha | LROKB12298B | 300 |  | 450 |  | 1275 Meadow Crest Drive | South Lake Tahoe | 96150 | Rick Hydrick | (530) 544-6474
4898 | EDC | Blue Shield of California |  | 2001 | 15-1156-01 | ICE, Emergency Standby Generator, Spectrum Detroit Diesel 1000DS-4362001587, 1495 bhp, Diesel | Diesel | Detroit Diesel | 1000DS-4362001587 | 996.6667 |  |  | 1495 | 4201 Town Center Drive | El Dorado Hills | 95762 | Dawn Fortino | (916) 350-2892
4899 | EDC | El Dorado County Sheriff's Office |  | 2001 | 13-1175-01 | Emergency Standby ICE Generator: Kohler 300 ROZ71 Serial #195628, 500 KW, Diesel, Turbo charger, and Aftercooler | Diesel | Kohler | 300 ROZ71 | 500 | 500 |  |  | 300 Fair Lane | Placerville | 95667 | Bruce Pease | (530) 621-5857
4900 | EDC | Barton Memorial Hospital |  | 1991 | 13-1098-01 | Emergency Standby ICE Generator: Caterpillar 3406B, 350 KW, Serial No. 4RG00842, Diesel, Installed in 1991 | Diesel | Caterpillar | 3406B | 350 | 350 |  |  | 2170 South Avenue | South Lake Tahoe | 96158 | Rich Bell | (530) 542-3000 ext. 3308
4901 | EDC | Barton Memorial Hospital |  | 1972 | 13-1097-01 | Emergency Standby ICE Generator: Cummins VT12-700-GS, Serial No. 99774, Diesel Fueled, 700 HP, Installed in 1972 | Diesel | Cummins | VT12-700-GS | 466.6667 |  | 700 |  | 2170 South Avenue | South Lake Tahoe | 96158 | Rich Bell | (530) 542-3000 ext. 3308
4902 | EDC | City of Placerville |  | 2000 | 15-832-01 | Emergency Standby ICE Generator: Detroit Diesel 600DS60, 947 hp, Diesel, Turbocharged and Aftercooled | Diesel | Detroit Diesel | 600DS60 | 631.3333 |  | 947 |  | 2300 Cool Water Creek Road | Placerville | 95667 | Mike Thompson | (530) 642-5244
4903 | EDC | DST Output |  | 2002 | 13-903-01 | Emergency Standby Generator #2, Cummins 1500DFMB, Serial No. F980761328, 2200 hp, diesel and natural gas, turbocharger, aftercooler, b-fuel technology | Diesel/Natral Gas | Cummins | 1500DFMB | 1466.6667 |  | 2200 |  | 5220 Robert J. Matthews Parkway | El Dorado Hills | 95762 | Tom Jones | (916) 857-6853
4904 | EDC | El Dorado Irrigation District |  | 2003 | 13-1222-01 | Emergency Standby ICE Generator, Detroit Diesel R083-7K36, Serial No. 5302001474, 765 hp, Diesel, Turbocharged, Intercooled. | Diesel | Detroit Diesel | R083-7K36 | 510 |  | 765 |  | 2731 Tam O' Shanter Dr. | El Dorado Hills | 95630 | Tracey Eden Bishop | (530) 642-4054
4905 | EDC | Marriott Grand Residence Club |  | 2002 | 15-1233-01 | Emergency Standby ICE Generator, Caterpillar 3406B, Serial No. 4ZRO7877, 587 hp, Diesel, Turbocharged, Aftercooled, Intercooled | Diesel | Caterpillar | 3406B | 391.3333 |  | 587 |  | 1001 Park Avenue | South Lake Tahoe | 96150 | Gerry DeYoung | (530) 542-6603
4906 | EDC | SBC |  | 2003 | 13-530-01 | Emergency Standby ICE Generator, Cummins QSX15-G9, Serial No. 14026269, 755 hp, Diesel, Turbocharged | Diesel | Cummins | QSX15-G9 | 503.3333 |  | 755 |  | 5032 Pony Express Trail | Cedar Grove | 95726 | Linus Farias | (925) 823-8851
4907 | EDC | SBC |  | 2003 | 13-535-01 | Emergency Standby ICE Generator, Cummins, N14-G2, Serial No. 11990700, 535 hp, Diesel, Turbocharged | Diesel | Cummins | N14-G2 | 356.6667 |  | 535 |  | 1020 St. Andrews Drive | El Dorado Hills | 95630 | Linus Farias | (925) 823-8851
4908 | EDC | South Lake Tahoe Public Utility District |  | 2002 | 13-1152-01 | Emergency Standby ICE Generator, Caterpillar 3406, Serial No. 1LS01389, 450 hp, Diesel, Turbocharged, Aftercooled | Diesel | Caterpillar | 3406 | 300 |  | 450 |  | Emerald Bay Road & NWC Valhalla Road | South Lake Tahoe | 96150 | Rick Hydrick | (540) 544-6474
5000 | GB | American Borate Company |  |  |  |  | Diesel | Caterpillar | D399 | 1000 |  | 1500 |  | 2 miles SE HWY 190, South of Dantes View Road | Death Valley | 92384
5001 | GB | American Borate Company |  |  |  |  | Diesel | Caterpillar | D399 | 1000 |  | 1500 |  | 2 miles SE HWY 190, South of Dantes View Road | Death Valley | 92384
5002 | GB | Northern Inyo County Local Hospital District |  |  |  | Timing Retard and CleanDIESEL Catalytic Converters | Diesel | Caterpillar | 3406 DITA | 300 |  | 450 |  | (150 Pioneer Lane) Corner of Pioneer Lane and West Line Street | Bishop | 93514
5003 | GB | Northern Inyo County Local Hospital District |  |  |  | Timing Retard and CleanDIESEL Catalytic Converters | Diesel | Caterpillar | 3406 DITA | 300 |  | 450 |  | (150 Pioneer Lane) Corner of Pioneer Lane and West Line Street | Bishop | 93514
5004 | GB | Marine Corps Mount. Warfare Trng Center |  |  |  | Timing Retard and Turbocharger | Diesel | Caterpillar | 3512 | 1061.3333 |  | 1592 |  | 4 miles west of HWY 395, off HWY 108 | Mono County
5005 | GB | Mountain Utilities (Kirkwood Ski Res) |  |  |  |  | Diesel | N/A | 399 | 796.6667 |  | 1195 |  | 1547 Kirkwood Meadows Drive, Kirkwood 95646 | Kirkwood | 95646
5006 | GB | Mountain Utilities (Kirkwood Ski Res) |  |  |  |  | Diesel | N/A | 398 | 568.6667 |  | 853 |  | 1547 Kirkwood Meadows Drive, Kirkwood 95646 | Kirkwood | 95646
5007 | GB | Mountain Utilities (Kirkwood Ski Res) |  |  |  |  | Diesel | N/A | 398 | 568.6667 |  | 853 |  | 1547 Kirkwood Meadows Drive, Kirkwood 95646 | Kirkwood | 95646
5008 | GB | Mountain Utilities (Kirkwood Ski Res) |  |  |  |  | Diesel | N/A | 399 | 796.6667 |  | 1195 |  | 1547 Kirkwood Meadows Drive, Kirkwood 95646 | Kirkwood | 95646
5009 | GB | Mountain Utilities (Kirkwood Ski Res) |  |  |  |  | Diesel | N/A | 399 | 796.6667 |  | 1195 |  | 1547 Kirkwood Meadows Drive, Kirkwood 95646 | Kirkwood | 95646
5010 | GB | Mountain Utilities (Kirkwood Ski Res) |  |  |  |  | Diesel | N/A | 399 | 796.6667 |  | 1195 |  | 1547 Kirkwood Meadows Drive, Kirkwood 95646 | Kirkwood | 95646
5125 | AMA | Amador County - GSA - Courts |  |  | GSA02 | 603 hp caterpillar ic engine, diesel fired, 400 kw | Diesel | Caterpillar | N/A | 400 | 400 |  |  | 810 Court Street | Jackson | 95642
5126 | AMA | Amador County - GSA - Sheriff's Office |  |  | ACS01 | Allis chalmers 649 diesel engine | Diesel | Allis Chalmers | N/A | 649 | 649 |  |  | 810 Court Street | Jackson | 95642
5127 | AMA | Mule Creek State Prison |  |  | CDC05 | 750 kw backup cogeneration, 1 of 2 Caterpillar ic engines, diesel fired, model 3508, S/N 23Z02717 | Diesel | Caterpillar | 3508 | 750 | 750 |  |  | 4001 Highway 104 PO Box 409099 | Ione | 95640 | Howard Berkhart (ext. 6999) | (209) 274-4911
5128 | AMA | Mule Creek State Prison |  |  | CDC05 | 750 kw backup cogeneration, 1 of 2 Caterpillar ic engines, diesel fired, model 3508, S/N 23Z02726 | Diesel | Caterpillar | 3508 | 750 | 750 |  |  | 4001 Highway 104 PO Box 409099 | Ione | 95640 | Howard Berkhart (ext. 6999) | (209) 274-4911
5129 | AMA | Mule Creek State Prison |  |  | CDC06 | 1500 kw backup, Caterpillar ic engine, diesel fired, model 3516, S/N 25Z01377 | Diesel | Caterpillar | 3516 | 1500 | 1500 |  |  | 4001 Highway 104 PO Box 409099 | Ione | 95640 | Howard Berkhart (ext. 6999) | (209) 274-4911
5130 | AMA | Preston School - CA Youth Authority |  |  | CYA03 | 750 kw detriot diesel, v-16 engine, 1100 hp | Diesel | Detroit Diesel | N/A | 750 | 750 |  |  | 201 Waterman Road | Ione | 95640
5131 | AMA | Preston School - CA Youth Authority |  |  | A/C | Cummins KTA50-G9, 4 Cycle, 60 degrees V, 16 cyliner diesel engine, 1250 kw | Diesel | Cummins | KTA50-G9 | 1250 | 1250 |  |  | 201 Waterman Road | Ione | 95640
5132 | AMA | Sutter Amador Hospital |  |  | SAH03 | 900 kw gen set, caterpillar ic engine, diesel fired | Diesel | Caterpillar | N/A | 900 | 900 |  |  | 200 Mission Boulevard | Jackson | 95642
5200 | CLS | Colusa Community Hospital |  | pre-1991 |  | Caterpillar-Holt 300 KW Generator Set | Diesel | Caterpillar | N/A | 300 | 300 |  |  | 199 E. Webber Street | Colusa | 95932 | Jim Chalker | (530) 458-5821 | 8.17 | 0.38
5201 | CLS | Level 3 Communications |  | 2000 |  | Caterpillar 3406, Diesel Fired Internal Combustion Engine Generator DCL Mine-X Soot Filter rated at 0.01 g/bhp or 85% control efficiency | Diesel | Caterpillar | 3406 | 400 | 400 |  |  | 210 10th Street | Colusa | 95932 | Jennifer Belknap | (360) 883-2477 | 6.9 | 0.4
5250 | SLO | Arroyo Grande Community Hospital |  |  |  |  | Diesel | N/A | N/A | 333.3333 |  | 500 |  | 345 S. Halycon Road | Arroyo Grande | 93420 | Gale Gascho | (805) 489-4261
5251 | SLO | Arroyo Grande Community Hospital |  |  |  |  | Diesel | N/A | N/A | 333.3333 |  | 500 |  | 345 S. Halycon Road | Arroyo Grande | 93420 | Gale Gascho | (805) 489-4261
5252 | SLO | Atascadero State Hospital |  |  |  |  | Diesel | Mitsubishi | N/A | 893.3333 |  | 1340 |  | 10333 El Camino Real | Atascadero | 93423 | Bob King | (805) 468-2000
5253 | SLO | Atascadero State Hospital |  |  |  |  | Diesel | Caterpillar | 3516 | 1166.6667 |  | 1750 |  | 10333 El Camino Real | Atascadero | 93423 | Bill Boriack | (805) 468-2000
5254 | SLO | Sierra Vista Hospital |  |  |  |  | Diesel | N/A | N/A | 533.3333 |  | 800 |  | 1010 Murray Ave. | San Luis Obispo | 93401 | Ralp Deeds | (805) 546-7600
5255 | SLO | CA Dept Water Resources |  |  |  |  | Diesel | Volvo | TAD 1230 | 319.3333 |  | 479 |  | Palonio Pass Pumping Station | Shandon | 93461 | Glenn Gordon | (805) 858-5554
5257 | SLO | Pacific Bell |  | 2000 |  |  | N/A | Caterpillar | 3406 ATAAC | 400 | 400 |  |  | P.O. Box 15083 | Sacramento | 95851 | Douglas Vestal | (916) 972-3587
5258 | SLO | Level 3 Communications |  |  |  |  | Diesel | Caterpillar | 3512 EUI | 1250 | 1250 |  |  | Capitolio Way | San Luis Obispo | 93401 | Steve Grogean | (925) 398-3000
5259 | SLO | California Men's Colony |  |  |  |  | Diesel | Caterpillar | 3516 DITA | 2000 | 2000 |  |  | P.O. Box 8101 | San Luis Obispo | 93409 | Tom Bass | (805) 547-7879
5260 | SLO | Qwest Communications |  |  |  |  | Diesel | Caterpillar | 3516 B | 2000 | 2000 |  |  | N/A | San Luis Obispo | 93401 | Larry Reichert | (303) 992-3223
5261 | SLO | Qwest Communications |  |  |  |  | Diesel | Caterpillar | 3516 B | 2000 | 2000 |  |  | N/A | San Luis Obispo | 93401 | Larry Reichert | (303) 992-3223
5262 | SLO | Qwest Communications |  |  |  |  | Diesel | Caterpillar | 3516 B | 2000 | 2000 |  |  | N/A | San Luis Obispo | 93401 | Larry Reichert | (303) 992-3223
5263 | SLO | World Com |  |  |  |  | Diesel | Caterpillar | 3512 B | 1250 | 1250 |  |  | 101 Los Olivos Ave. | Los Osos | 93402 | Mikal Modisette | (805) 596-2311
5264 | SLO | World Com |  |  |  |  | Diesel | Caterpillar | 3512 B | 1250 | 1250 |  |  | 101 Los Olivos Ave. | Los Osos | 93402 | Mikal Modisette | (805) 596-2311
5265 | SLO | AT&T |  |  |  |  | Diesel | Caterpillar | 3412 | 500 | 500 |  |  | 872 Morro Street | San Luis Obispo | 93401 | Barbara Walden | (925) 224-1488
5266 | SLO | AT&T |  |  |  |  | Diesel | Caterpillar | 3412 | 600 | 600 |  |  | 872 Morro Street | San Luis Obispo | 93401 | Barbara Walden | (925) 224-1488
5267 | SLO | Atascadero State Hospital |  |  |  |  | Diesel | Caterpillar | N/A | 813.3333 |  | 1220 |  | 10333 El Camino Real | Atascadero | 93422 | Bob King | (805) 468-2000
5268 | SLO | Cal Poly State University |  |  |  |  | Diesel | Onan | N/A | 350 | 350 |  |  | Dining Hall | San Luis Obispo | 93407 | Doug Overman | (805) 756-5555
5269 | SLO | Cal Poly State University |  |  |  |  | Diesel | Caterpillar | N/A | 500 | 500 |  |  | Performing Arts Center | San Luis Obispo | 93407 | Doug Overman | (805) 756-5555
5270 | SLO | Cal Poly State University |  |  |  |  | Diesel | Caterpillar | N/A | 500 | 500 |  |  | Pilling Building | San Luis Obispo | 93407 | Doug Overman | (805) 756-5555
5271 | SLO | California Men's Colony |  |  |  |  | Diesel | Caterpillar | 3508B | 800 | 800 |  |  | Highway 1 | San Luis Obispo | 93409-8101 | Tom Bass | (805) 547-7879
5272 | SLO | Camp Roberts |  |  |  |  | Diesel | N/A | N/A | 750 | 750 |  |  |  | San Miguel | 93451 | Ron Sulivan | (805) 238-8010
5273 | SLO | Camp Roberts |  |  |  |  | Diesel | N/A | N/A | 750 | 750 |  |  |  | San Miguel | 93451 | Ron Sulivan | (805) 238-8010
5274 | SLO | Camp Roberts |  |  |  |  | Diesel | N/A | N/A | 750 | 750 |  |  |  | San Miguel | 93451 | Ron Sulivan | (805) 238-8010
5275 | SLO | City of Paso Robles WD |  |  |  |  | Diesel | N/A | N/A | 300 | 300 |  |  | Drycreek Portable | Paso Robles | 93446 | Wade Hatch | (805) 237-3873
5276 | SLO | City of Paso Robles WD |  |  |  |  | Diesel | N/A | N/A | 350 | 350 |  |  | DryCreek Wells | Paso Robles | 93446 | Wade Hatch | (805) 237-3873
5277 | SLO | City of Paso Robles WD |  |  |  |  | Diesel | N/A | N/A | 500 | 500 |  |  | Thunderbird Wells | Paso Robles | 93446 | Wade Hatch | (805) 237-3873
5278 | SLO | City of Paso Robles WWD |  |  |  |  | Diesel | N/A | N/A | 380 | 380 |  |  | River Road | Paso Robles | 93446 | Wade Hatch | (805) 237-3873
5279 | SLO | City of San Luis Obispo |  | 1994 |  |  | Diesel | Onan | LTA10GI | 430 | 430 |  |  | Stenner Creek Road | San Luis Obispo | 93405 | Wayne Hetland | (805) 781-7215
5280 | SLO | City of San Luis Obispo |  | 1992 |  |  | Propane | Caterpillar | N/A | 500 | 500 |  |  | 35 Prado Road | San Luis Obispo | 93401 | Dave Hix | (805) 781-7215
5281 | SLO | Global West Networks |  |  |  |  | Diesel | Caterpillar | 3406 DITA | 300 | 300 |  |  | 767 Foothill Blvd | San Luis Obispo | 93405 | Gary Fain | (619) 744-4065
5283 | SLO | San Luis Obispo County |  |  |  |  | Diesel | N/A | N/A | 376 | 376 |  |  | West Jail Honor Farm |  |  | Bob Eckman | (805) 781-5124
5284 | SLO | ConocoPhilips SMF |  | 2000 |  |  | Diesel | Detroit Diesel | 6063-TK35 | 350 | 350 |  |  | 2555 Willow Road | Arroyo Grande | 93420 | Marty Hall-Burr | (805) 343-3212
5285 | SLO | Union Asphalt |  | 2000 |  |  | Diesel | Volvo | TAD1631GE | 500 | 500 |  |  | 2480 Ramada Drive | Paso Robles | 93446 | Bob Kober | (805) 922-3551
5286 | SLO | Union Asphalt |  | 2000 |  |  | Diesel | Volvo | TAD1631GE | 500 | 500 |  |  | 2480 Ramada Drive | Paso Robles | 93446 | Bob Kober | (805) 922-3551
5287 | SLO | CA Dept Water Resources |  | 1997 |  |  | Diesel | Caterpillar | 3142 | 494.6667 |  | 742 |  | Tank site 1, off Hwy 46 | Shandon | 93461 | Larry Seifert | (805) 463-2122
5288 | SLO | Duke Energy |  | 2002 |  |  | Diesel | Cummins | KTA50-G9 | 1500 | 1500 |  |  | Morro Bay | Morro Bay | 93442 | Barry LaJoie | (805) 595-4229
5289 | SLO | Williams Communication |  |  |  |  | Diesel | Caterpillar | 3512 | 1500 | 1500 |  |  | 254 Granada Street | San Luis Obispo | 93401 | Mike Bednar | (918) 547-0964
5290 | SLO | Santa Cruz Biotechnology |  | 2003 |  |  | Diesel | Volvo | N/A | 500 | 500 |  |  | 3600 Dry Creek Road | Paso Robles | 93446 | Matt Mullin | (831) 457-3800
5400 | FRV | Aggregate Material Processing Inc. |  | 1998 | 3013 |  | Diesel | Caterpillar | 3412 DITTA | 593.3333 |  | 890 |  | Parks Bar Bridge at Hwy 20 | Smartville | 95901 | Bill Sliger | 530-521-4411 | 8.17 | 0.38
5401 | FRV | Beale AFB, 9 CES/CEV |  | pre 1994 | 9017 |  | Diesel | Detroit Diesel | 8063-7411 | 300 | 300 |  |  | Civil Engineering Squadron | Beale AFB | 95903 | Edison Wong | 530-634-2645 | 8.17 | 0.38
5402 | FRV | Beale AFB, 9 CES/CEV |  | pre 1994 | 9017 |  | Diesel | Detroit Diesel | 8063-7416 | 300 | 300 |  |  | Civil Engineering Squadron | Beale AFB | 95903 | Edison Wong | 530-634-2645 | 8.17 | 0.38
5403 | FRV | Beale AFB, 9 CES/CEV |  | 1994 | 9017 |  | Diesel | Detroit Diesel | 8063-7416 | 300 | 300 |  |  | Civil Engineering Squadron | Beale AFB | 95903 | Edison Wong | 530-634-2645 | 8.17 | 0.38
5404 | FRV | Beale AFB, 9 CES/CEV |  | 1994 | 9017 |  | Diesel | Detroit Diesel | 8063-7416 | 300 | 300 |  |  | Civil Engineering Squadron | Beale AFB | 95903 | Edison Wong | 530-634-2645 | 8.17 | 0.38
5405 | FRV | Beale AFB, 9 CES/CEV |  | 2000 | 9017 |  | Diesel | Cummins | KTA19-G4 | 500 | 500 |  |  | Civil Engineering Squadron | Beale AFB | 95903 | Edison Wong | 530-634-2645 | 6.9 | 0.4
5406 | FRV | Beale AFB, 9 CES/CEV |  | 1999 | 9017 |  | Diesel | Caterpillar | D-349 | 600 | 600 |  |  | Civil Engineering Squadron | Beale AFB | 95903 | Edison Wong | 530-634-2645 | 8.17 | 0.38
5407 | FRV | Beale AFB, 9 CES/CEV |  | 1999 | 9017 |  | Diesel | Caterpillar | D-349 | 600 | 600 |  |  | Civil Engineering Squadron | Beale AFB | 95903 | Edison Wong | 530-634-2645 | 8.17 | 0.38
5408 | FRV | Beale AFB, 9 CES/CEV |  | 1999 | 9017 |  | Diesel | Caterpillar | D-349 | 600 | 600 |  |  | Civil Engineering Squadron | Beale AFB | 95903 | Edison Wong | 530-634-2645 | 8.17 | 0.38
5409 | FRV | Beale AFB, 9 CES/CEV |  | 1999 | 9017 |  | Diesel | Caterpillar | D-349 | 600 | 600 |  |  | Civil Engineering Squadron | Beale AFB | 95903 | Edison Wong | 530-634-2645 | 8.17 | 0.38
5410 | FRV | Beale AFB, Pave Paws |  | 1991 | 23010 |  | Diesel | General Electric | FDS16 | 1500 | 1500 |  |  | Pave Paws | Beale AFB | 95903 | Edison Wong | 530-634-2645 | 8.17 | 0.38
5411 | FRV | Beale AFB, Pave Paws |  | 1991 | 23010 |  | Diesel | General Electric | FDS16 | 1500 | 1500 |  |  | Pave Paws | Beale AFB | 95903 | Edison Wong | 530-634-2645 | 8.17 | 0.38
5412 | FRV | Beale AFB, Pave Paws |  | 1991 | 23010 |  | Diesel | General Electric | FDS16 | 1500 | 1500 |  |  | Pave Paws | Beale AFB | 95903 | Edison Wong | 530-634-2645 | 8.17 | 0.38
5413 | FRV | Beale AFB, Pave Paws |  | 1991 | 23010 |  | Diesel | General Electric | FDS16 | 1500 | 1500 |  |  | Pave Paws | Beale AFB | 95903 | Edison Wong | 530-634-2645 | 8.17 | 0.38
5414 | FRV | Butte Sand & Gravel |  | 1993 | 3002 |  | Diesel | Caterpillar | N/A | 600 | 600 |  |  | 10373 South Butte Road | Sutter | 95982 | Darren Morehead | 530-755-0225 | 8.17 | 0.38
5415 | FRV | Dan Garcia Company |  | pre 1992 | 3003 |  | Diesel | Caterpillar | 3412 | 600 | 600 |  |  | 6132 Hwy. 20 | Browns Valley | 95918 | Dan Garcia | 530-743-0598 | 8.17 | 0.38
5416 | FRV | Fremont Medical Center |  | pre 1995 | 7001 |  | Diesel | Caterpillar | EPG-03 | 350 | 350 |  |  | 970 Plumas St | Yuba City | 95991 | Dick Shinn | 530-749-4367 | 8.17 | 0.38
5417 | FRV | Holt of California, Inc. |  | pre 1992 | 16003 |  | Diesel | Caterpillar | 3406 | 350 | 350 |  |  | 7310 Pacific Avenue | Pleasant Grove | 95668 | Jerry DeRego | 530-91-8317 | 8.17 | 0.38
5418 | FRV | MCI |  | 1998 | 23009 |  | Diesel | Cummins | NTA855-G2 | 356.6667 |  | 535 |  | 3387 Riego Road | Elverta | 95605 | Matt Nelson | 916-372-7979 | 6.9 | 0.4
5421 | FRV | Rideout Hospital |  | 1998 | 23002 |  | Diesel | Williams & Lane | TBGZJ/6408 500 KVA | 400 | 400 |  |  | 726 Fourty St. | Marysville | 95901 | Mike Matheney / Dick Shinn | 530-749-436 | 6.9 | 0.4
5422 | FRV | Rideout Hospital |  | 1998 | 23002 |  | Diesel | Onan | 1250DFLC 1563 KVA | 1250 | 1250 |  |  | 726 Fourty St. | Marysville | 95901 | Mike Matheney / Dick Shinn | 530-749-436 | 8.17 | 0.38
5450 | GLN | Glenn County HRA |  | 2000 |  | 4 stroke turbo-charged in-line 6 cylinder Cummins KTA19-G4 Diesel engine, max power output of 507 KWm at 680 HP, with a continuous power output of 429 KWm at 575 HP | Diesel | Cummins | KTA19-G4 | 429 | 429 |  |  | 420 E. Laurel Street | Willows | 95988 | Bill Krause | (530) 934-6514 | 6.9 | 0.4
5451 | GLN | Johns Manville |  | 1977 |  | Cummins VTA-1710-GS, 900 bhp @ 1800 rpm, 0.5 MW | Diesel | Cummins | VTA1710-GS | 500 | 500 |  |  | 5916 County Road 49 | Willows | 95988 | Dwayne Wendorf | (530) 934-6229 | 12 | 0.53
5452 | GLN | Johns Manville |  | 1988 |  | Cummins VTA-28-G2, 900 bhp @ 1800 rpm, 0.6 MW | Diesel | Cummins | VTA28-G2 | 600 | 600 |  |  | 5916 County Road 49 | Willows | 95988 | Dwayne Wendorf | (530) 934-6229 | 8.17 | 0.38
5475 | IMP | Calipatria State Prison |  | 1990 |  | Caterpillar Model SR4, 2000 KW, Caterpillar Diesel Engine Model No. 3516, 2847 HP | Diesel | Caterpillar | 3516 | 2000 | 2000 |  |  | 7018 Blair Road | Calipatria | 92233-5001 | ET Valdez (ext. 5907) | (760) 348-7000 | 8.17 | 0.38
5476 | IMP | Calipatria State Prison |  | 1990 |  | Caterpillar Model SR4, 2000 KW, Caterpillar Diesel Engine Model No. 3516, 2847 HP | Diesel | Caterpillar | 3516 | 2000 | 2000 |  |  | 7018 Blair Road | Calipatria | 92233-5001 | ET Valdez (ext. 5907) | (760) 348-7000 | 8.17 | 0.38
5477 | IMP | Centinela State Prison |  | 1992 |  | Caterpillar Model SR4, 2000 KW, Caterpillar Diesel Engine Model No. 3516, 2847 HP | Diesel | Caterpillar | 3516 | 2000 | 2000 |  |  | 2303 Brown Road | Imperial | 92251-0731 | Steve Kina | (619) 337-7900 | 8.17 | 0.38
5478 | IMP | Centinela State Prison |  | 1992 |  | Caterpillar Model SR4, 2000 KW, Caterpillar Diesel Engine Model No. 3516, 2847 HP | Diesel | Caterpillar | 3516 | 2000 | 2000 |  |  | 2303 Brown Road | Imperial | 92251-0731 | Steve Kina | (619) 337-7900 | 8.17 | 0.38
5479 | IMP | City of El Centro Water Treatment Plant |  | 2001 |  | Caterpillar Model 3500B Diesel Engine, 1502 HP | Diesel | Caterpillar | 3500B | 1001.3333 |  | 1502 |  | 3010 S. 8th St. | El Centro | 92243
5480 | IMP | Qwest Communications |  | 2000 |  | Onan genset powered by a Cummins Model 3382905 Diesel, 650 KW, 1135 HP | Diesel | Cummins | 3382905 | 650 | 650 |  |  | 526 E. D St. | Brawley | 92227
5500 | VEN | Amgen Inc. |  |  |  | one of 25 generators | N/A | N/A | N/A | 880 |  |  | 1320 | One Amgen Center Drive 19-2-A | Thousand Oaks | 91320-1789
5501 | VEN | Amgen Inc. |  |  |  | one of 25 generators | N/A | N/A | N/A | 880 |  |  | 1320 | One Amgen Center Drive 19-2-A | Thousand Oaks | 91320-1789
5502 | VEN | Amgen Inc. |  |  |  | one of 25 generators | N/A | N/A | N/A | 880 |  |  | 1320 | One Amgen Center Drive 19-2-A | Thousand Oaks | 91320-1789
5503 | VEN | Amgen Inc. |  |  |  | one of 25 generators | N/A | N/A | N/A | 880 |  |  | 1320 | One Amgen Center Drive 19-2-A | Thousand Oaks | 91320-1789
5504 | VEN | Amgen Inc. |  |  |  | one of 25 generators | N/A | N/A | N/A | 880 |  |  | 1320 | One Amgen Center Drive 19-2-A | Thousand Oaks | 91320-1789
5505 | VEN | Amgen Inc. |  |  |  | one of 25 generators | N/A | N/A | N/A | 880 |  |  | 1320 | One Amgen Center Drive 19-2-A | Thousand Oaks | 91320-1789
5506 | VEN | Amgen Inc. |  |  |  | one of 25 generators | N/A | N/A | N/A | 880 |  |  | 1320 | One Amgen Center Drive 19-2-A | Thousand Oaks | 91320-1789
5507 | VEN | Amgen Inc. |  |  |  | one of 25 generators | N/A | N/A | N/A | 880 |  |  | 1320 | One Amgen Center Drive 19-2-A | Thousand Oaks | 91320-1789
5508 | VEN | Amgen Inc. |  |  |  | one of 25 generators | N/A | N/A | N/A | 880 |  |  | 1320 | One Amgen Center Drive 19-2-A | Thousand Oaks | 91320-1789
5509 | VEN | Amgen Inc. |  |  |  | one of 25 generators | N/A | N/A | N/A | 880 |  |  | 1320 | One Amgen Center Drive 19-2-A | Thousand Oaks | 91320-1789
5510 | VEN | Amgen Inc. |  |  |  | one of 25 generators | N/A | N/A | N/A | 880 |  |  | 1320 | One Amgen Center Drive 19-2-A | Thousand Oaks | 91320-1789
5511 | VEN | Amgen Inc. |  |  |  | one of 25 generators | N/A | N/A | N/A | 880 |  |  | 1320 | One Amgen Center Drive 19-2-A | Thousand Oaks | 91320-1789
5512 | VEN | Amgen Inc. |  |  |  | one of 25 generators | N/A | N/A | N/A | 880 |  |  | 1320 | One Amgen Center Drive 19-2-A | Thousand Oaks | 91320-1789
5513 | VEN | Amgen Inc. |  |  |  | one of 25 generators | N/A | N/A | N/A | 880 |  |  | 1320 | One Amgen Center Drive 19-2-A | Thousand Oaks | 91320-1789
5514 | VEN | Amgen Inc. |  |  |  | one of 25 generators | N/A | N/A | N/A | 880 |  |  | 1320 | One Amgen Center Drive 19-2-A | Thousand Oaks | 91320-1789
5515 | VEN | Amgen Inc. |  |  |  | one of 25 generators | N/A | N/A | N/A | 880 |  |  | 1320 | One Amgen Center Drive 19-2-A | Thousand Oaks | 91320-1789
5516 | VEN | Amgen Inc. |  |  |  | one of 25 generators | N/A | N/A | N/A | 880 |  |  | 1320 | One Amgen Center Drive 19-2-A | Thousand Oaks | 91320-1789
5517 | VEN | Amgen Inc. |  |  |  | one of 25 generators | N/A | N/A | N/A | 880 |  |  | 1320 | One Amgen Center Drive 19-2-A | Thousand Oaks | 91320-1789
5518 | VEN | Amgen Inc. |  |  |  | one of 25 generators | N/A | N/A | N/A | 880 |  |  | 1320 | One Amgen Center Drive 19-2-A | Thousand Oaks | 91320-1789
5519 | VEN | Amgen Inc. |  |  |  | one of 25 generators | N/A | N/A | N/A | 880 |  |  | 1320 | One Amgen Center Drive 19-2-A | Thousand Oaks | 91320-1789
5520 | VEN | Amgen Inc. |  |  |  | one of 25 generators | N/A | N/A | N/A | 880 |  |  | 1320 | One Amgen Center Drive 19-2-A | Thousand Oaks | 91320-1789
5521 | VEN | Amgen Inc. |  |  |  | one of 25 generators | N/A | N/A | N/A | 880 |  |  | 1320 | One Amgen Center Drive 19-2-A | Thousand Oaks | 91320-1789
5522 | VEN | Amgen Inc. |  |  |  | one of 25 generators | N/A | N/A | N/A | 880 |  |  | 1320 | One Amgen Center Drive 19-2-A | Thousand Oaks | 91320-1789
5523 | VEN | Amgen Inc. |  |  |  | one of 25 generators | N/A | N/A | N/A | 880 |  |  | 1320 | One Amgen Center Drive 19-2-A | Thousand Oaks | 91320-1789
5524 | VEN | Amgen Inc. |  |  |  | one of 25 generators | N/A | N/A | N/A | 880 |  |  | 1320 | One Amgen Center Drive 19-2-A | Thousand Oaks | 91320-1789
5525 | VEN | Camarillo Wastewater Plant |  |  |  | Caterpillar Model 3516SDT, Serial No. 2523594, used as a Backup Utility Generator (BUG). | Diesel | Caterpillar | 3516 SDT | 1345.3333 |  |  | 2018 | 150 Howard Road | Camarillo | 93010
5526 | VEN | Camarillo Wastewater Plant |  |  |  | Caterpillar Model 3412DI, Serial No. 81206322, used as a Backup Utility Generator (BUG). | Diesel | Caterpillar | 3412 DI | 499.3333 |  |  | 749 | 150 Howard Road | Camarillo | 93010
5527 | VEN | Chase Brothers Dairy |  |  |  | Caterpillar, Model 3412, Serial No. 2WJ01662 | Diesel | Caterpillar | 3412 | 739.3333 |  |  | 1109 | 595 Wolff Road | Oxnard | 93033
5528 | VEN | Haas Automation |  |  |  | Caterpillar, Serial No. 6HN01407, Family Name YCPXL69.OERK | Diesel | Caterpillar | N/A | 1917.3333 |  |  | 2876 | 2800 Sturgis Road | Oxnard | 93030
5529 | VEN | Hill Cyn Wastewater Treatment Plant |  |  |  | Caterpillar, Model 3412-DITA, Serial No. 81Z07405 | Diesel | Caterpillar | 3412 DITA | 593.3333 |  |  | 890 | 9600 Santa Rosa Road | Camarillo | 93012
5530 | VEN | Hill Cyn Wastewater Treatment Plant |  |  |  | Caterpillar, Model 3412-DITA, Serial No. 81Z07390 | Diesel | Caterpillar | 3412 DITA | 593.3333 |  |  | 890 | 9600 Santa Rosa Road | Camarillo | 93012
5531 | VEN | Hill Cyn Wastewater Treatment Plant |  |  |  | Cummins, Model NTTA855G2, Serial No. 489-105 | Diesel | Cummins | NTTA855-G2 | 356.6667 |  |  | 535 | 9600 Santa Rosa Road | Camarillo | 93012
5532 | VEN | Maple Leaf Bakery-Pioneer Div |  |  |  | Caterpillar, used as a Backup Utility Generator, Serial No. 7RN01601, Family Name YCPXL69.OERK | Diesel | Caterpillar | N/A | 1728.6667 |  |  | 2593 | 2701 Statham Blvd. | Oxnard | 93033
5533 | VEN | Rockwell Int'l. Science Center |  |  |  | Cummins, Model KTTA-50-G1, Serial No. 63114414 | Diesel | Cummins | KTTA50-G1 | 1233.3333 |  |  | 1850 | 1049 Camino Dos Rios | Thousand Oaks | 91360
5534 | VEN | Rockwell Int'l. Science Center |  |  |  | Cummins, Model KTTA-50-G1, Serial No. 63114416 | Diesel | Cummins | KTTA50-G1 | 1233.3333 |  |  | 1850 | 1049 Camino Dos Rios | Thousand Oaks | 91360
5535 | VEN | Simi Vly Water Qlty Control Plant |  |  |  | Detroit Diesel, Model 16V149TA, Serial No. 16E0013674 | Diesel | Detroit Diesel | 16V-149TA | 1560 |  |  | 2340 | 600 West Los Angeles Avenue | Simi Valley | 93065
5536 | VEN | St.John's Regional Medical Ctr |  |  |  | Caterpillar, Model 3508-DITA, Serial Nos. 5UA01521, for powering backup utility generators (BUG) | Diesel | Caterpillar | 3508 DITA | 732 |  |  | 1098 | 1600 North Rose Avenue | Oxnard | 93030
5537 | VEN | St.John's Regional Medical Ctr |  |  |  | Caterpillar, Model 3508-DITA, Serial Nos. 5UA01535, for powering backup utility generators (BUG) | Diesel | Caterpillar | 3508 DITA | 732 |  |  | 1098 | 1600 North Rose Avenue | Oxnard | 93030
5538 | VEN | Todd Road Jail |  |  |  | Caterpillar, Model 3412, Serial Nos. 81Z15135, used to power backup utility generators (BUGs) | Diesel | Caterpillar | 3412 | 593.3333 |  |  | 890 | 600 South Todd Road | Santa Paula | 93060
5539 | VEN | Todd Road Jail |  |  |  | Caterpillar, Model 3412, Serial Nos. 81Z15140, used to power backup utility generators (BUGs) | Diesel | Caterpillar | 3412 | 593.3333 |  |  | 890 | 600 South Todd Road | Santa Paula | 93060
5540 | VEN | Todd Road Jail |  |  |  | Caterpillar, Model 3412, Serial Nos. 81Z15151, used to power backup utility generators (BUGs) | Diesel | Caterpillar | 3412 | 593.3333 |  |  | 890 | 600 South Todd Road | Santa Paula | 93060
5541 | VEN | Ventura Co-Facilities & Ground |  |  |  | Caterpillar, Model D348, Serial No. 36J2845, for Backup Utility Generator | Diesel | Caterpillar | D348 | 593.3333 |  |  | 890 | 800 South Victoria Ave. #L3000 | Ventura | 93009
5542 | VEN | Ventura Co-Facilities & Ground |  |  |  | Caterpillar, Model 3406, Serial Nos. UZR03892, for Backup Utility Generator | Diesel | Caterpillar | 3406 | 391.3333 |  |  | 587 | 800 South Victoria Ave. #L3000 | Ventura | 93009
5543 | VEN | Ventura Co-Facilities & Ground |  |  |  | Caterpillar, Model 3406, Serial Nos. UZR04122, for Backup Utility Generator | Diesel | Caterpillar | 3406 | 391.3333 |  |  | 587 | 800 South Victoria Ave. #L3000 | Ventura | 93009
5544 | VEN | Ventura Co-Facilities & Ground |  |  |  | Detroit Diesel, Model D38SFRX4, Serial No. 7512SJ27084, for Backup Utility Generator | Diesel | Detroit Diesel | D38SFRX4 | 349.6667 |  |  | 524.5 | 800 South Victoria Ave. #L3000 | Ventura | 93009
5545 | VEN | Ventura School |  |  |  | Caterpillar, Model 3508, Serial No. 23Z02114, used as a Backup Utility Generator (BUG). | Diesel | Caterpillar | 3508 | 737.3333 |  |  | 1106 | 3100 Wright Road | Camarillo | 93010-8307
5546 | VEN | Amgen Inc. |  | 2002 | 01381 | 1850 BHP Cummins Diesel Engines, Model QSK45-G4, EPA Family Name YCEXL060.ABA, Serial Nos. 33147404, 33147834, 33147640, 33147423, for Backup Utility Generators | Diesel | Cummins | QSK45-G4 | 1233.3333 |  |  | 1850 | One Amgen Center Drive 19-1-A | Thousand Oaks | 91320-1789
5547 | VEN | Amgen Inc. |  | 2002 | 01381 | 1850 BHP Cummins Diesel Engines, Model QSK45-G4, EPA Family Name YCEXL060.ABA, Serial Nos. 33147404, 33147834, 33147640, 33147423, for Backup Utility Generators | Diesel | Cummins | QSK45-G4 | 1233.3333 |  |  | 1850 | One Amgen Center Drive 19-1-A | Thousand Oaks | 91320-1789
5548 | VEN | Amgen Inc. |  | 2002 | 01381 | 1850 BHP Cummins Diesel Engines, Model QSK45-G4, EPA Family Name YCEXL060.ABA, Serial Nos. 33147404, 33147834, 33147640, 33147423, for Backup Utility Generators | Diesel | Cummins | QSK45-G4 | 1233.3333 |  |  | 1850 | One Amgen Center Drive 19-1-A | Thousand Oaks | 91320-1789
5549 | VEN | Amgen Inc. |  | 2002 | 01381 | 1850 BHP Cummins Diesel Engines, Model QSK45-G4, EPA Family Name YCEXL060.ABA, Serial Nos. 33147404, 33147834, 33147640, 33147423, for Backup Utility Generators | Diesel | Cummins | QSK45-G4 | 1233.3333 |  |  | 1850 | One Amgen Center Drive 19-1-A | Thousand Oaks | 91320-1789
5550 | VEN | Baxter Healthcare |  | 2001 | 01078 | 1050 BHP Caterpillar Diesel Engine, Model 3412E, Serial No. 6FA085030, for Backup Utility Generator No.1 | Diesel | Caterpillar | 3412E | 700 |  |  | 1050 | 1700 Rancho Conejo Blvd. | Thousand Oaks | 91320-1789
5551 | VEN | Baxter Healthcare |  | 2001 | 01078 | 2200 BHP Caterpillar Diesel Engine, Model 3516B, Serial No. 8DM00725, for Backup Utility Generator No. 2 | Diesel | Caterpillar | 3516B | 1466.6667 |  |  | 2200 | 1700 Rancho Conejo Blvd. | Thousand Oaks | 91320-1789
5552 | VEN | Baxter Healthcare |  | 2001 | 01078 | 1050 BHP Caterpillar Diesel Engine, Model 3412E, Serial No. 6FA085030, for Backup Utility Generator No.1 | Diesel | Caterpillar | 3412E | 700 |  |  | 1050 | 1700 Rancho Conejo Blvd. | Thousand Oaks | 91320-1789
5553 | VEN | Baxter Healthcare |  | 2001 | 01078 | 2200 BHP Caterpillar Diesel Engine, Model 3516B, Serial No. 8DM00725, for Backup Utility Generator No. 2 | Diesel | Caterpillar | 3516B | 1466.6667 |  |  | 2200 | 1700 Rancho Conejo Blvd. | Thousand Oaks | 91320-1789
5554 | VEN | Hill Cyn Wastewater Treatment Plant |  | 2002 | 00150 | 2876 BHP Caterpillar Diesel Engines, Model 3516B, Serial Nos. 6HN00900 and 6HN00905, Engine Family YCPXL78.1ERK | Diesel | Caterpillar | 3516B | 1917.3333 |  |  | 2876 | 9600 Santa Rosa Road | Camarillo | 93012
5555 | VEN | Hill Cyn Wastewater Treatment Plant |  | 2002 | 00150 | 2876 BHP Caterpillar Diesel Engines, Model 3516B, Serial Nos. 6HN00900 and 6HN00905, Engine Family YCPXL78.1ERK | Diesel | Caterpillar | 3516B | 1917.3333 |  |  | 2876 | 9600 Santa Rosa Road | Camarillo | 93012
5556 | VEN | Saticoy Lemon Association |  | 2001 | 00155 | 713 BHP Volvo, Model TAD1631GE Diesel Engine, Serial No. 4901341-01, Family Name YV PXL16.0ACB, operated as a backup utility generator. | Diesel | Volvo | TAD1631GE | 475.3333 |  |  | 713 | 7560 Bristol Road | Ventura | 93003
5557 | VEN | Saticoy Lemon Association |  | 2001 | 00263 | 713 BHP Volvo, Model TAD1631GE Diesel Engine, Serial No. 4901341-02, Family Name YVPXL16.0ACB, operated as a backup utility generator | Diesel | Volvo | TAD1631GE | 475.3333 |  |  | 713 | 600 E. 3rd St. | Oxnard | 93030
5558 | VEN | Telair International |  | 2000 | 00168 | 1114 BHP Caterpillar, Model 3412 Diesel Engine, Serial No. BPD00406, operated as a backup utility generator. | Diesel | Caterpillar | 3412 | 742.6667 |  |  | 1114 | 1950 Williams Drive | Oxnard | 93030
5559 | VEN | Telair International |  | 2000 | 00168 | 1114 BHP Caterpillar, Model 3412 Diesel Engine, Serial No. BPD00406, operated as a backup utility generator. | Diesel | Caterpillar | 3412 | 742.6667 |  |  | 1114 | 1950 Williams Drive | Oxnard | 93030
5560 | VEN | Ventura Co-GSA |  | 2000 | 00628 | 562 BHP Detroit Diesel Engine, Model 12V-71T, Serial No. 7123-7305, for Backup Utility Generator, Hall of Justice Wing | Diesel | Detroit Diesel | 12V-71T | 374.6667 |  |  | 562 | 800 South Victoria Ave. L#3000 | Ventura | 93009
5561 | VEN | Ventura County Medical Center |  | 2001 | 00143 | 2226 BHP Caterpillar Diesel Engine, Model 3516, Serial No. 3NS00233, for Backup Utility Generator | Diesel | Caterpillar | 3516 | 1484 |  |  | 2226 | 3291 Loma Vista Road | Ventura | 93003
5562 | VEN | Ventura County Medical Center |  | 2001 | 00143 | 2206 BHP Caterpillar Diesel Engine, Model 3516, Serial No. 3NS00232, for Backup Utility Generator | Diesel | Caterpillar | 3516 | 1470.6667 |  |  | 2206 | 3291 Loma Vista Road | Ventura | 93003
5563 | VEN | Ventura County Waterworks-Arroyo Lift Station |  | 2001 | 07425 | 896 BHP Caterpillar Diesel Engine, Model 3412C, Serial No. 9FG02064, for use as a Backup Utility Generator | Diesel | Caterpillar | 3412C | 597.3333 |  |  | 896 | 4437 Hitch Blvd. | Moorpark | 93021
5564 | VEN | Ventura County Waterworks-Moorpark Wastewater Treatment Plant |  | 2001 | 07400 | 910 BHP Detroit Diesel Model 12V2000 G70 Diesel Engine, Used as a Backup Utility Generator, Serial No. 0691529, Family Name 1DDXL15.9WRE | Diesel | Detroit Diesel | 12V2000 G70 | 606.6667 |  |  | 910 | 9550 Los Angeles Ave. | Moorpark | 93020
5565 | VEN | California Lutheran University |  | 2002 | 07464 | 1120 BHP Detroit Deisel Engine Model R1237K36, used as a Backup Utility Generator, Serial No. 5352001295, EPA Family Name YDDXL31.8VRE | Diesel | Detroit Diesel | R1237K36 | 746.6667 |  |  | 1120 | 60 W. Olsen Rd. #3200 | Thousand Oaks | 91360
5750 | SB | St. Francis Medical Center |  |  |  | Manufacture Date: 1984; Turbocharged | Diesel | Onan | 350 | 350 | 350 |  |  | 601 E MICHELTORENA ST | SANTA BARBARA | 93103 |  | (805)962-7661
5751 | SB | St. Francis Medical Center |  |  |  |  | Diesel | Lawless | DASE101 | 350 | 350 |  |  | 601 E MICHELTORENA ST | SANTA BARBARA | 93103 |  | (805)962-7661
5752 | SB | SB Cottage Hospital - #1 |  |  |  | Manufacture Date: March, 1987;Turbocharged | Diesel | Caterpillar | 3508 | 750 | 750 |  |  |  | SANTA BARBARA | 93101 |  | (805)569-7290
5753 | SB | SB Cottage Hospital - #2 |  |  |  | Manufacture Date: March, 1987; Turbocharged | Diesel | Caterpillar | 3508 | 750 | 750 |  |  |  | SANTA BARBARA | 93101 |  | (805)569-7290
5754 | SB | SB Cottage Hospital - #3 |  |  |  | Manufacture Date: March, 1987; Turbocharged | Diesel | Caterpillar | 3508 | 750 | 750 |  |  |  | SANTA BARBARA | 93101 |  | (805)569-7290
5755 | SB | Goleta Valley Hospital |  |  |  | Aftercooled | Diesel | Caterpillar | 3412 | 500 | 500 |  |  | 351 S. Patterson | SANTA BARBARA | 93111
5756 | SB | Marian Medical - #1 |  |  |  | Manufacture Date: January, 1994; Turbocharged | Diesel | Caterpillar | 3512 | 1100 | 1100 |  |  | 1400 E CHURCH ST | SANTA MARIA | 93454 |  | (805)739-3000
5757 | SB | Marian Medical - #2 |  |  |  | Manufacture Date: March, 1984; Turbocharged | Diesel | Detroit Diesel | 16V-92T | 600 | 600 |  |  | 1400 E CHURCH ST | SANTA MARIA | 93454 |  | (805)739-3000
5758 | SB | Goleta Sanitary Dist, Eng No. 6122 |  |  |  | Manufacture Date: August, 1987; Turbocharged, Aftercooled | Diesel | Cummins | KTA19-G2 | 400 | 400 |  |  | PO BOX 906 | GOLETA | 93116 |  | (805)967-4519
5759 | SB | Raytheon, Bldg B1, Engine 1 |  |  |  | Manufacture Date: September, 1981; Turbocharged | Diesel | Cummins | KTA2300G | 750 | 750 |  |  | 6380 HOLLISTER AVE | GOLETA | 93117 |  | (805)967-5511
5760 | SB | Raytheon, Bldg B2, Engine 2 |  |  |  | Manufacture Date: 1984 (est.); Turbocharged | Diesel | Caterpillar | N/A | 500 | 500 |  |  | 6380 HOLLISTER AVE | GOLETA | 93117 |  | (805)967-5511
5761 | SB | Raytheon, Bldg B3, Engine 3 |  |  |  | Manufacture Date: December, 1980; Turbocharged | Diesel | Cummins | VTA1710G | 500 | 500 |  |  | 6380 HOLLISTER AVE | GOLETA | 93117 |  | (805)967-5511
5762 | SB | Raytheon, Bldg B8, Engine 4 |  |  |  | Manufacture Date: October, 1980; Turbocharged | Diesel | Cummins | VTA1710G | 500 | 500 |  |  | 6380 HOLLISTER AVE | GOLETA | 93117 |  | (805)967-5511
6000 | KRN | 95 Air Base Wing |  |  | 00129-067 |  | N/A | N/A | N/A | 534 |  | 801 |  | 5 E. Popson Ave. Bldg. 2650A | Edwards AFB | 93524-1130 | Patrice Hallman | (661) 277-1419
6001 | KRN | 95 Air Base Wing |  |  | 00129-068 |  | N/A | N/A | N/A | 534 |  | 801 |  | 5 E. Popson Ave. Bldg. 2650A | Edwards AFB | 93524-1130 | Patrice Hallman | (661) 277-1419
6002 | KRN | 95 Air Base Wing |  |  | 00129-069 |  | N/A | N/A | N/A | 534 |  | 801 |  | 5 E. Popson Ave. Bldg. 2650A | Edwards AFB | 93524-1130 | Patrice Hallman | (661) 277-1419
6003 | KRN | 95 Air Base Wing |  |  | 0129-086 |  | N/A | N/A | N/A | 356.6667 |  | 535 |  | 5 E. Popson Ave. Bldg. 2650A | Edwards AFB | 93524-1130 | Patrice Hallman | (661) 277-1419
6004 | KRN | Bear Valley Comm Serv Dist |  |  | 0005-002 |  | N/A | N/A | N/A | 300 |  | 450 |  | 28999 South Lower Valley | Tehachapi | 93561 | John C. Yeakley | (661) 821-4428
6005 | KRN | Calaveras Cement Company |  |  | 0147-028 |  | N/A | N/A | N/A | 600 |  | 900 |  | 13573 Tehachapi Blvd. | Tehachapi | 93535 | David Whitney | (661) 822-4445
6006 | KRN | Calaveras Cement Company |  |  | 10147-030 |  | N/A | N/A | N/A | 503.3333 |  | 755 |  | 13573 Tehachapi Blvd. | Tehachapi | 93535 | David Whitney | (661) 822-4445
6007 | KRN | California Correctional Institution |  |  | 00087-032 | Caterpillar 3412 | N/A | Caterpillar | 3412 | 593.3333 |  | 890 |  | 24900 Highway 202 PO Box 1031 | Tehachapi | 93581 | CHUCK HOWELL(ext. 4600) | (661) 822-4402
6008 | KRN | California Correctional Institution |  |  | 00087-033 | Caterpillar 3412 | N/A | Caterpillar | 3412 | 593.3333 |  | 890 |  | 24900 Highway 202 PO Box 1031 | Tehachapi | 93581 | CHUCK HOWELL(ext. 4600) | (661) 822-4402
6009 | KRN | California Correctional Institution |  |  | 00087-031 | Caterpillar 3412 | N/A | Caterpillar | 3412 | 494 |  | 741 |  | 24900 Highway 202 PO Box 1031 | Tehachapi | 93581 | CHUCK HOWELL(ext. 4600) | (661) 822-4402
6010 | KRN | California Correctional Institution |  |  | 0087-030 | Detroit Diesel V12 | N/A | Detroit Diesel | V12 | 364 |  | 546 |  | 24900 Highway 202 PO Box 1031 | Tehachapi | 93581 | CHUCK HOWELL(ext. 4600) | (661) 822-4402
6011 | KRN | EAFB Contract Management |  |  | 00147-039 |  | N/A | N/A | N/A | 523.3333 |  | 785 |  | 5 E. Popson Ave. Bldg. 2650A | Edwards AFB | 93524-1130 | Patrice Hallman | (661) 277-1419
6012 | KRN | Indian Wells Valley Water Dist |  |  | 0011-003 |  | N/A | N/A | N/A | 356.6667 |  | 535 |  | PO Box 1329 | Ridgecrest | 93556-1329 | Mike Hokanson | (760) 375-5086
6013 | KRN | Kern Valley Hospital District |  |  | 0240-003 |  | N/A | N/A | N/A | 373.3333 |  | 560 |  | PO Box 1628 | Lake Isabella | 93240 | Wayne Waters | (760) 379-2687
6014 | KRN | NASA Dryden Flight Research Center |  |  | 00143-001 |  | N/A | N/A | N/A | 500 |  | 750 |  | PO Box 273 | Edwards | 93523-0273 | Daniel Mullen | (661) 258-2306
6015 | KRN | NASA Dryden Flight Research Center |  |  | 0143-128 |  | N/A | N/A | N/A | 400 |  | 600 |  | PO Box 273 | Edwards | 93523-0273 | Daniel Mullen | (661) 258-2306
6016 | KRN | NASA Dryden Flight Research Center |  |  | 0143-174 |  | N/A | N/A | N/A | 360 |  | 540 |  | PO Box 273 | Edwards | 93523-0273 | Daniel Mullen | (661) 258-2306
6017 | KRN | NASA Dryden Flight Research Center |  |  | 0143-161 |  | N/A | N/A | N/A | 356.6667 |  | 535 |  | PO Box 273 | Edwards | 93523-0273 | Daniel Mullen | (661) 258-2306
6018 | KRN | NASA Dryden Flight Research Center |  |  | 0143-162 |  | N/A | N/A | N/A | 356.6667 |  | 535 |  | PO Box 273 | Edwards | 93523-0273 | Daniel Mullen | (661) 258-2306
6019 | KRN | NASA Dryden Flight Research Center |  |  | 0143-163 |  | N/A | N/A | N/A | 356.6667 |  | 535 |  | PO Box 273 | Edwards | 93523-0273 | Daniel Mullen | (661) 258-2306
6020 | KRN | NASA Dryden Flight Research Center |  |  | 0143-164 |  | N/A | N/A | N/A | 356.6667 |  | 535 |  | PO Box 273 | Edwards | 93523-0273 | Daniel Mullen | (661) 258-2306
6021 | KRN | NASA Dryden Flight Research Center |  |  | 0143-125B |  | N/A | N/A | N/A | 303.3333 |  | 455 |  | PO Box 273 | Edwards | 93523-0273 | Daniel Mullen | (661) 258-2306
6022 | KRN | NASA Dryden Flight Research Center |  |  | 0143-124B |  | N/A | N/A | N/A | 303.3333 |  | 455 |  | PO Box 273 | Edwards | 93523-0273 | Daniel Mullen | (661) 258-2306
6023 | KRN | NASA Dryden Flight Research Center |  |  | 0143-079B |  | N/A | N/A | N/A | 303.3333 |  | 455 |  | PO Box 273 | Edwards | 93523-0273 | Daniel Mullen | (661) 258-2306
6024 | KRN | NASA Dryden Flight Research Center |  |  | 0143-078B |  | N/A | N/A | N/A | 303.3333 |  | 455 |  | PO Box 273 | Edwards | 93523-0273 | Daniel Mullen | (661) 258-2306
6025 | KRN | NASA Dryden Flight Research Center |  |  | 0143-035 |  | N/A | N/A | N/A | 300 |  | 450 |  | PO Box 273 | Edwards | 93523-0273 | Daniel Mullen | (661) 258-2306
6026 | KRN | NASA Dryden Flight Research Center |  |  | 0143-036 |  | N/A | N/A | N/A | 300 |  | 450 |  | PO Box 273 | Edwards | 93523-0273 | Daniel Mullen | (661) 258-2306
6027 | KRN | Naval Air Weapons Station |  |  | 90001-049 |  | N/A | N/A | N/A | 533.3333 |  | 800 |  | 1 Administration Circle | China Lake | 93555-6100 | Brenda Mohn | (760) 939-3230
6028 | KRN | Northrop Grumman-Tejon |  |  | 0125-003 |  | N/A | N/A | N/A | 310 |  | 465 |  | 3520 East Avenue M | Palmdale | 93550-7401 | Steve Mings | (661) 272-8346
6029 | KRN | Paramount Petroleum Corporation |  |  | 40003-001 |  | N/A | N/A | N/A | 500 |  | 750 |  | 14700 Downey Ave. | Paramount | 90723 | Douglas Thompson | (562) 531-2060
6030 | KRN | Phillips Laboratory |  |  | 00134-027A |  | N/A | N/A | N/A | 600 |  | 900 |  | 5 E. Popson Ave. Bldg. 2650A | Edwards AFB | 93524-1130 | Patrice Hallman | (661) 277-1419
6031 | KRN | Phillips Laboratory |  |  | 00134-053 |  | N/A | N/A | N/A | 553.3333 |  | 830 |  | 5 E. Popson Ave. Bldg. 2650A | Edwards AFB | 93524-1130 | Patrice Hallman | (661) 277-1419
6032 | KRN | PRC-DeSoto International Inc |  |  | 60002-084 |  | N/A | N/A | N/A | 497.3333 |  | 746 |  | 11601 United Street | Mojave | 93501 | Dick Martin | (661) 824-4532
6033 | KRN | Prison Realty Corporation |  |  | 0023-001 |  | N/A | N/A | N/A | 456.6667 |  | 685 | [5 empty] | (615) 263-3000
6034 | KRN | Rand Mining Company |  |  | 0102-020A |  | N/A | N/A | N/A | 346 |  | 519 |  | PO Box B | Randsburg | 93554 | Harmon Ranney | (760) 374-2467 ext. 118
6035 | KRN | Rand Mining Company |  |  | 0102-021A |  | N/A | N/A | N/A | 346 |  | 519 |  | PO Box B | Randsburg | 93554 | Harmon Ranney | (760) 374-2467 ext. 118
6036 | KRN | NASA Dryden Flight Research Center | 143204 | 2001 |  | 400 kW emergency generator set: Cummins Model No. NTA855-G5, 605 bhp diesel piston engine equipped with turbocharger, aftercooler and crankcase ventilation control device. | Diesel | Cummins | NTA855-G5 | 400 | 400 |  |  | Dryden Flight Research Center Building 4833, EAFB | Edwards | 93523 | Daniel Mullen | (661) 258-2306
6037 | KRN | NASA Dryden Flight Research Center | 143205 | 2001 |  | 400 kW emergency generator set: Cummins Model No. NTA855-G5, 605 bhp diesel piston engine equipped with turbocharger, aftercooler and crankcase ventilation control device. | Diesel | Cummins | NTA855-G5 | 400 | 400 |  |  | Dryden Flight Research Center Building 4833, EAFB | Edwards | 93523 | Daniel Mullen | (661) 258-2306
6038 | KRN | California Correctional Institution | 87035 | 2002 |  | 2000 kW Caterpillar Model SR4B Emergency Generator driven by 2847 bhp Caterpillar Model 3516B Diesel Piston Engine. | Diesel | Caterpillar | 3516B | 2000 | 2000 |  |  | 24900 Highway 202 PO Box 1031 | Tehachapi | 93581 | CHUCK HOWELL(ext. 4600) | (661) 822-4402
6100 | LKE | County of Lake, Sheriff's Department |  | 1992 | 92-027 | Marathon Mod. 432RSL2018A-H450W(474HP), 300 KW Diesel, Emergency Generator | Diesel | Marathon | 432RSL2018A-H450W | 300 | 300 |  |  | 4913 Helbush Dr. | Lakeport | 95453 | Keith Taylor | (707) 263-1872 | 8.17 | 0.38
6101 | LKE | Homestake Mining Company |  | 1986 | 86-042 | 1200 KW, 1653 HP Diesel, Emergency Generator | Diesel | N/A | N/A | 1200 | 1200 |  |  | 26775 Morgan Valley Rd. | Lower Lake | 95457 | Dean Enderlin | (707) 995-6070 ext 274 | 11 | 0.53
6102 | LKE | Lake County Special Districts |  | 1992 | 92-021 | Detroit Model 71237305, 370 KW 469 KVA Diesel , Emergency Generator | Diesel | Detroit Diesel | 7123-7305 | 370 | 370 |  |  | 2485 Old Highway 53 | Clearlake | 95422 | Steve Brodnansky | (707) 263-0119 | 8.17 | 0.38
6103 | LKE | Lake County Special Districts |  | 1992 | 92-020 | Detroit Model D350FRX4/12V-71T, 350 KW 437 KVA Diesel, Emergency Generator | Diesel | Detroit Diesel | D350FRX4 | 350 | 350 |  |  | 1155 Whalen Way | Lakeport | 95453 | Steve Brodnansky | (707) 263-0119 | 8.17 | 0.38
6104 | LKE | Lake County Special Districts |  | 1992 | 92-023 | Detroit Model D350FRX4/12V-71T, 350 KW 437 KVA Diesel, Emergency Generator | Diesel | Detroit Diesel | D350FRX4 | 350 | 350 |  |  | 76 Lafferty Road, | Lakeport | 95453 | Steve Brodnansky | (707) 263-0119 | 8.17 | 0.38
6105 | LKE | Sutter Lakeside Hospital |  | 1995 | 95-04 | 500 KW/830HP V-71 Series Detroit Diesel, Emergency Generator | Diesel | Detroit Diesel | V-71 Series | 500 | 500 |  |  | 5176 Hill Road East | Lakeport | 95453 | Frank Ignacio | (707) 263-5651 | 8.17 | 0.38
6106 | LKE | U.S. Coast Guard |  | 1996 | 96-26 | MECON 400 KW / 685HP Generators Model M335, Emergency Generator | Diesel | MECON | M335 | 400 | 400 |  |  | End of Grange Road | Middletown | 95461 | Kurtis Betz | (707) 987-3144 | 6.9 | 0.4
6107 | LKE | U.S. Coast Guard |  | 1996 | 96-26 | MECON 400 KW / 685HP Generators Model M335, Emergency Generator | Diesel | MECON | M335 | 400 | 400 |  |  | End of Grange Road | Middletown | 95461 | Kurtis Betz | (707) 987-3144 | 6.9 | 0.4
6125 | MAR | Wawona Hotel |  | 1993 |  |  | Diesel | Caterpillar | 3408 TA | 300 | 300 |  |  | Highway 41 | Yosemite Nat'l Park | 95389 | Vicki McMichael | 209-372-1093 | 8.17 | 0.38
6126 | MAR | Ahwahnee Hotel |  | 1981 |  |  | Diesel | Detroit Diesel | 12V-71TT | 420 | 420 |  |  | Ahwahnee Area | Yosemite Nat'l Park | 95389 | Vicki McMichael | 209-372-1093 | 12 | 0.53
6127 | MAR | Yosemite Lodge Restaurants |  | 1987 |  |  | Diesel | Caterpillar | 3408T | 400 | 400 |  |  | Yosemite Lodge Drive | Yosemite Nat'l Park | 95389 | Vicki McMichael | 209-372-1093 | 11 | 0.53
6150 | MEN | A T & T |  |  | 3560-5-07-00-22 | 750 KW Catepillar (emergency standby use only - 100 hr/yr only) | Diesel | Caterpillar | N/A | 750 | 750 |  |  |  | Manchester | 95459 | Barbara Walden | 925-224-1488
6151 | MEN | A T & T |  |  | 3560-5-07-00-22 | 750 KW Catepillar (emergency standby use only - 100 hr/yr only) | Diesel | Caterpillar | N/A | 750 | 750 |  |  |  | Manchester | 95459 | Barbara Walden | 925-224-1488
6152 | MEN | A T & T |  |  | 3560-5-07-00-22 | 750 KW Catepillar (emergency standby use only - 100 hr/yr only) | Diesel | Caterpillar | N/A | 750 | 750 |  |  |  | Manchester | 95459 | Barbara Walden | 925-224-1488
6175 | NCT | Pelican Bay State Prison |  |  | NX-051 | Detroit Diesel, Model 12V-71 TA, 750 HP | Diesel | Detroit Diesel | 12V-71 | 750 | 750 |  |  | 5905 Lake Earl Drive PO Box 7000 | Crescent City | 95531-7000 | Mike (ext. 7376) | (707) 465-1000
6200 | PLC | Coherent Auburn Group |  |  |  |  | Diesel | Detroit Diesel | 16V-92TA | 821.3333 |  | 1232 |  | 2301 Lindbergh Street | Auburn | 95603 |  | (530) 888-5137
6201 | PLC | Coherent Auburn Group |  |  |  |  | Diesel | Detroit Diesel | 16V-92TA | 821.3333 |  | 1232 |  | 2301 Lindbergh Street | Auburn | 95603 |  | (530) 888-5137
6202 | PLC | Coherent Auburn Group |  |  |  |  | Diesel | Detroit Diesel | 7163-7305 | 486.6667 |  | 730 |  | 2301 Lindbergh Street | Auburn | 95603 |  | (530) 888-5137
6203 | PLC | Hewlett Packard |  |  |  |  | Diesel | Cummins | KTA38-G1 | 756.6667 |  | 1135 |  | 8000 Foothills Blvd. | Roseville | 95747-5609 |  | (916) 785-4233
6204 | PLC | Hewlett Packard |  |  |  |  | Diesel | Cummins | KTA38-G1 | 756.6667 |  | 1135 |  | 8000 Foothills Blvd. | Roseville | 95747-5609 |  | (916) 785-4233
6205 | PLC | Kaiser Medical Center |  |  |  |  | Diesel | Cummins | KTA38-G4 | 993.3333 |  | 1490 |  | 1600 Eureka Road | Roseville | 95661
6206 | PLC | Kaiser Medical Center |  |  |  |  | Diesel | Cummins | KTA38-G4 | 993.3333 |  | 1490 |  | 1600 Eureka Road | Roseville | 95661
6207 | PLC | Kaiser Medical Center |  |  |  |  | Diesel | Cummins | KTA38-G4 | 993.3333 |  | 1490 |  | 1600 Eureka Road | Roseville | 95661
6208 | PLC | NEC Electronics |  |  |  |  | Diesel | Caterpillar | 3512 | 1212 |  | 1818 |  | 7501 Foothills Blvd. | Roseville | 95661-9022 |  | (916) 786-3900
6209 | PLC | NEC Electronics |  |  |  |  | Diesel | Caterpillar | 3512 | 1212 |  | 1818 |  | 7501 Foothills Blvd. | Roseville | 95661-9022 |  | (916) 786-3900
6210 | PLC | NEC Electronics |  |  |  |  | Diesel | Cummins | KTA50 | 1066.6667 |  | 1600 |  | 7501 Foothills Blvd. | Roseville | 95661-9022 |  | (916) 786-3900
6211 | PLC | NEC Electronics |  |  |  |  | Diesel | Cummins | KTA51 | 900 |  | 1350 |  | 7501 Foothills Blvd. | Roseville | 95661-9022 |  | (916) 786-3900
6212 | PLC | NEC Electronics |  |  |  |  | Diesel | Cummins | KTA38 | 666.6667 |  | 1000 |  | 7501 Foothills Blvd. | Roseville | 95661-9022 |  | (916) 786-3900
6213 | PLC | NEC Electronics |  |  |  |  | Diesel | Cummins | KTA-115--GS/GC | 453.3333 |  | 680 |  | 7501 Foothills Blvd. | Roseville | 95661-9022 |  | (916) 786-3900
6214 | PLC | NEC Electronics |  |  |  |  | Diesel | Detroit Diesel | 7123-7305 | 400 |  | 600 |  | 7501 Foothills Blvd. | Roseville | 95661-9022 |  | (916) 786-3900
6215 | PLC | Nordic Industries |  |  |  |  | Diesel | Caterpillar | N/A | 500 |  | 750 |  |  | Lincoln | 95648
6216 | PLC | Pacific Bell |  |  |  |  | Diesel | Detroit Diesel | 7123-74-6 | 500 |  | 750 |  |  | Auburn | 95603
6217 | PLC | Sierra Pacific Power |  |  |  |  | Diesel | General Motors | 20-654-E4/MP 45-B | 2640 |  | 3960 |  | Kings Beach Substation | Kings Beach | 96145 |  | (775) 689-4020
6218 | PLC | Sierra Pacific Power |  |  |  |  | Diesel | General Motors | 20-654-E4/MP43-A | 2640 |  | 3960 |  | Kings Beach Substation | Kings Beach | 96145 |  | (775) 689-4020
6219 | PLC | Sierra Pacific Power |  |  |  |  | Diesel | General Motors | 20-654-E4/MP45-B | 2640 |  | 3960 |  | Kings Beach Substation | Kings Beach | 96145 |  | (775) 689-4020
6220 | PLC | Sierra Pacific Power |  |  |  |  | Diesel | General Motors | 20-654-E4/MP 45-B | 2640 |  | 3960 |  | Kings Beach Substation | Kings Beach | 96145 |  | (775) 689-4020
6221 | PLC | Sierra Pacific Power |  |  |  |  | Diesel | General Motors | 20-654-E-4 | 2640 |  | 3960 |  | Kings Beach Substation | Kings Beach | 96145 |  | (775) 689-4020
6222 | PLC | Sierra Pacific Power |  |  |  |  | Diesel | General Motors | 20-654-E-4/MP 45-B | 2640 |  | 3960 |  | Kings Beach Substation | Kings Beach | 96145 |  | (775) 689-4020
6223 | PLC | Wells Fargo |  |  |  |  | Diesel | Caterpillar | 3516 | 1445.3333 |  | 2168 |  |  | Roseville | 95747
6224 | PLC | Wells Fargo |  |  |  |  | Diesel | Caterpillar | 3516 | 1445.3333 |  | 2168 |  |  | Roseville | 95747
6225 | PLC | Wells Fargo |  |  |  |  | Diesel | Caterpillar | 3516 | 1445.3333 |  | 2168 |  |  | Roseville | 95747
6226 | PLC | City of Lincoln |  | 2001 | AC 01-102 | Emergency Generator, Engine Mfr: Caterpillar, Model #3516B, Power Rating: 2900 bhp, Fuel Type: Diesel, Generator Mfr. Kohler, Model #2000ROED-4, Power Rating: 2000 kW. | Diesel | Caterpillar | 3516B | 2000 | 2000 |  |  | 640 5th Street | Lincoln | 95648 | Kelly Rich / Del Webb | (916) 436-3487
6227 | PLC | Gladding McBean & Co. |  | 2001 | AC-01-52 | Emergency Diesel Generator Set, Caterpillar, Model No. 3412, Serial no. CA81Z044202W0345, 678 hp, 504 kW | Diesel | Caterpillar | 3412 | 504 | 504 |  |  | 501 7th Street | Lincoln | 95648 | Fritz Huber | (916) 645-3341
6228 | PLC | Educational Media Foundation |  | 2002 | AC-02-39 | Emergency Generator, Engine Mfr: Detroit Diesel, Model #12V2000, Power Rating: 1120 hp, Fuel Type: Diesel, Turbocharger and Intercooler, Generator Mfr. Detroit Diesel, Model #750DS-4, Power Rating: 750 kW. | Diesel | Detroit Diesel | 12V2000 | 750 | 750 |  |  | 5700 W. Oaks Blvd. | Rocklin | 95765
6229 | PLC | Educational Media Foundation |  | 2002 | AC-02-39A | Emergency Generator, Engine Mfr: Detroit Diesel, Model #12V2000, Power Rating: 1120 hp, Fuel Type: Diesel, Turbocharger and Intercooler, Generator Mfr. Detroit Diesel, Model #750DS-4, Power Rating: 750 kW. | Diesel | Detroit Diesel | 12V2000 | 750 | 750 |  |  | 5700 W. Oaks Blvd. | Rocklin | 95765
6230 | PLC | Pacific Bell-High Rocklin |  | 2002 | AC-02-55 | Emergency Generator, Engine Mfr.: Caterpillar, Model #3412C, Serial Number BPG00263, Power Rating: 749 hp, Fuel Type: Diesel, Turbocharger and Aftercooler, Generator Mfr: Caterpillar, Power Rating: 500 kW | Diesel | Caterpillar | 3412C | 749 | 749 |  |  | 5115 High Rock Street | Rocklin | 95677
6231 | PLC | City of Roseville EUD |  | 1998 | CEUD-03-01 | Emergency Generator, Engine Mfr.: Detroit Diesel, Model #16V92TA, Serial No. DD16VF015765, Power Rating: 1065 hp, Fuel Type: Diesel, Turbocharger and Aftercooler, Generator Mfr: Magnamax Generators, Model: 574RS4036, Power Rating: 800 kW. | Diesel | Detroit Diesel | 16V-92TA | 800 | 800 |  |  | 1401 E. Roseville Parkway | Roseville | 95678 | Dan Hart | (916) 774-5770
6232 | PLC | Placer County Water |  | 1965 | PCHH-03-01 | Emergency Generator, Engine Mfr: Waukesha, Model: F2894-DSU, Serial Number: N/A, Power Rating: 450 hp, Fuel Type: Diesel, Turbocharger, Generator Mfr: Electric Machinery Mfg. Co., Model 164161211, Power Rating: 300 kW. | Diesel | Waukesha | F2894-DSU | 300 | 300 |  |  | French Meadows Powerhouse | Hell Hole Reservoir | 95631 | Steve Jones | (530) 885-6917
6233 | PLC | GAP Inc |  | 1991 | GAPM-03-01 | Emergency Generator, Engine Mfr.: Caterpillar, Model 3512, Serial Number: 3YF00601. Power Rating: 2,136 hp, Fuel Type: Diesel, Turbocharger and Aftercooler, Generator Mfr: Caterpillar, Model: N/A, Power Rating: 1,200 kW. | Diesel | Caterpillar | 3512 | 1200 | 1200 |  |  | 695 Menlo Dr. | Rocklin | 95765 | Randy Bertrand | (916) 630-8388
6234 | PLC | GAP Inc |  | 2003 | AC-03-62A | Emergency Generator, Engine Mfr: Caterpillar, Model 3516B, Serial Number: FDN01100, Power Rating: 2,848 hp, Fuel Type: Diesel, Turbocharger and Aftercooler, Generator Mfr: Caterpillar, Model: N/A, Power Rating: 2,000 kW. | Diesel | Caterpillar | 3516B | 2000 | 2000 |  |  | 695 Menlo Dr. | Rocklin | 95765 | Randy Bertrand | (916) 630-8388
6235 | PLC | Oracle Corp |  | 1997 | ORAR-03-01 | Emergency Geenrator, Engine Mfr: Cummins, Model: KTA19-G4, Serial Number: H970645633, Power Rating: 755 hp, Fuel Type: Diesel, Turbocharger and Aftercooler, Generator Mfr: Cummins, Model: 500 DFED, Power Rating: 500 kW. | Diesel | Cummins | KTA19-G4 | 500 | 500 |  |  | 1001 Sunset Blvd. | Rocklin | 95765 | Chris Wilson | (916) 315-4004
6236 | PLC | Sugar Bowl Corporation |  | 1999 | SUGB-03-04 | Emergency Ski Lift Engine, Disney Lift, Engine Mfr: Cummins, Model: QSK19-P, Serial Number: 37188419, Power RatingL 600 hp, Fuel Type: Diesel, Turbocharger and Aftercooler, Ski Lift Mfr: Santasalo, Ski Lift Model: 1PKC355NE. | Diesel | Cummins | QSK19-P | 400 |  | 600 |  | 629 Sugar Bowl Road | Norden | 95724 | Bill Williamson | (530) 426-6706
6237 | PLC | Sugar Bowl Corporation |  | 1994 | SUGB-03-06 | Emergency Ski Lift Engine, Gerome Hill Lift, Engine Mfr: Cummins, Model: NTA855P, Serial Number: 11741273, Power Rating: 450 hp, Fuel Type: Diesel, Ski Lift Mfr: Allison, Ski Lift Model: TCA955. | Diesel | Cummins | NTA855P | 300 |  | 450 |  | 629 Sugar Bowl Road | Norden | 95724 | Bill Williamson | (530) 426-6706
6238 | PLC | Sugar Bowl Corporation |  | 2001 | SUGB-03-07 | Emergency Ski Lift Engine, Disney Lift, Engine Mfr: Cummins, Model: QSK19-C, Serial Number: 37198380, Power Rating: 755 hp, Fuel Type: Diesel, Turbocharger and Aftercooler, Ski Lift Mfr: Metso, Ski Lift Model: H0027910. | Diesel | Cummins | QSK19-C | 503.3333 |  | 755 |  | 629 Sugar Bowl Road | Norden | 95724 | Bill Williamson | (530) 426-6706
6239 | PLC | Sugar Bowl Corporation |  | 1996 | SUGB-03-09 | Emergecny Ski Lift Engine, Mt. Judah Lift, Engine Mfr: Cummins, Model: KTA19-P, Serial Number: 64816, Power Rating: 600 hp, Fuel Type: Diesel, Ski Lift Mfr: Kissling, Ski Lift Model: VKE-340. | Diesel | Cummins | KTA19-P | 400 |  | 600 |  | 629 Sugar Bowl Road | Norden | 95724 | Bill Williamson | (530) 426-6706
6250 | SHA | Burney Forest Products |  | 1999 | 99-37 |  | Diesel | Caterpillar | 3412 DIT | 500 | 500 |  |  | 35586-B Hwy 299 | Burney | 96013 | Don Binger | 530-335-5027 | 6.9 | 0.4
6251 | SHA | Burney Mountain Power |  | 1999 | 99-28 |  | Diesel | Cummins | NTA855-G3 | 356.6667 |  |  | 535 | P.O. Box 2375 | Burney | 96013 | Charlie Knight | 530-335-5434 | 6.9 | 0.4
6252 | SHA | Calaveras Cement Company |  | 1999 | 99-36 |  | Diesel | Caterpillar | ZW3516 | 1500 | 1500 |  |  | 15390 Wonderland Blvd. | Redding | 96003 | Michael Meinen | 530-275-1581 | 8.17 | 0.38
6253 | SHA | Calaveras Cement Company |  | 1999 | 99-35 |  | Diesel | Caterpillar | V-71 | 373 | 373 |  |  | 15390 Wonderland Blvd. | Redding | 96003 | Michael Meinen | 530-275-1581 | 6.9 | 0.4
6254 | SHA | Stauffer Management Company |  | 1999 | 99-32 |  | Diesel | Detroit Diesel | 9163-7316 | 1560 |  |  | 2340 | P.O. Box 491840 | Redding | 96049 | J.S. Cogliati | 510-231-1245 | 8.17 | 0.38
6255 | SHA | Stauffer Management Company |  | 1999 | 99-30 |  | Diesel | Detroit Diesel | 8123-7405 | 553.3333 |  |  | 830 | P.O. Box 491840 | Redding | 96049 | J.S. Cogliati | 510-231-1245 | 8.17 | 0.38
6256 | SHA | Stauffer Management Company |  | 1999 | 99-33 |  | Diesel | Detroit Diesel | 8123-7406 | 553.3333 |  |  | 830 | P.O. Box 491840 | Redding | 96049 | J.S. Cogliati | 510-231-1245 | 8.17 | 0.38
6257 | SHA | U.S. Fish & Wildlife Service |  | 2000 | 00-15 |  | Diesel | Cummins | VTA28G1 | 506.6667 |  |  | 760 | 24411 Coleman Hatchery Road | Anderson | 96007 | Scott Hamelberg | 510-365-8622 | 6.9 | 0.4
6258 | SHA | U.S. Fish & Wildlife Service |  | 2000 | 00-16 |  | Diesel | Cummins | VTA28G1 | 506.6667 |  |  | 760 | 24411 Coleman Hatchery Road | Anderson | 96007 | Scott Hamelberg | 510-365-8622 | 6.9 | 0.4
6275 | THM | City of Red Bluff |  |  | Exempt | 2 cycle engine | Diesel | Detroit Diesel | N/A | 326.6667 |  | 490 |  |  | Red Bluff | 96080
6276 | THM | Pacific Bell |  |  | Exempt | 4 cycle engine | Diesel | Cummins | N/A | 356.6667 |  | 535
6277 | THM | St. Elizabeth Hospital |  |  | Exempt | 4 cycle engine | Diesel | Caterpillar | N/A | 300 | 300 |  |  | 2550 Sister Mary Columba Dr | Red Bluff | 96080
6300 | BTT | Sierra Nevada Brewing Company |  | 1999 | SNB-99-09-AC | Caterpillar 3412, Diesel, 750 KW, Soot Filter, Turbocharged, Aftercooled | Diesel | Caterpillar | 3412 | 750 | 750 |  |  | 1075 East 20th Street | Chico | 95928 | Ken Grossman | (530) 893-3520 | 8.17 | 0.38
6301 | BTT | Sierra Nevada Brewing Company |  | 1999 | SNB-99-08-AC | Caterpillar 3412, Diesel, 750 KW, Soot Filter, Turbocharged, Aftercooled | Diesel | Caterpillar | 3412 | 750 | 750 |  |  | 1075 East 20th Street | Chico | 95928 | Ken Grossman | (530) 893-3520 | 8.17 | 0.38
6302 | BTT | Biggs-Gridley Memorial Hospital |  | 1993 | BGM-93-02 | Cummins, Diesel, 400 KW | Diesel | Cummins | N/A | 400 | 400 |  |  | 240 Spruce Street | Chico | 95948 | Kevin Downing | (530) 846-5617 | 8.17 | 0.38
6303 | BTT | Pacific Bell |  | N/A | PCB-91-01-2-AC | Detroit Diesel, 7243-7406, 1550 HP, Soot Filter, Turbocharged, Aftercooled | Diesel | Detroit Diesel | 7243-7406 | 1033.3333 |  | 1550 |  | 518 West 4th Street | Chico | 95928 | Marrion Brown | (916) 972-2385
6304 | BTT | Sprint Communications Co., L.L.P. |  | 2000 | SPR-00-03-1-AC | Cummins, KTA 50-G9/1500 DFLE, 2220 HP, Diesel, Turbocharged, Aftercooled | Diesel | Cummins | KTA 50-G9 | 1480 |  | 2220 |  | 2405 Bird Street | Oroville | 95965 | Sarah Cullen | (913) 315-8624 | 6.9 | 0.4
6305 | BTT | Sprint Communications Co., L.L.P. |  | 2000 | SPR-00-02--1-AC | Cummins, KTA 50-G9/1500 DFLE, 2220 HP, Diesel, Turbocharged, Aftercooled | Diesel | Cummins | KTA 50-G9 | 1480 |  | 2220 |  | 2405 Bird Street | Oroville | 95965 | Sarah Cullen | (913) 315-8624 | 6.9 | 0.4
6306 | BTT | Feather River Hospital |  | 1983 | FRH-83-02 | Cummins, Diesel, 708 HP | Diesel | Cummins | N/A | 472 |  | 708 |  | 5974 Pentz Road | Paradise | 95969 | Jim Dobs | (530) 876-7965 | 12 | 0.53
6307 | BTT | Enloe Rehabilitation Center |  | 1994 | EMH-94-01-2 | Detroit Diesel, 636 HP | Diesel | Detroit Diesel | N/A | 424 |  | 636 |  | 340 W. East Avenue | Chico | 95926 | Jim Rice | (530) 332-6169 | 8.17 | 0.38
6308 | BTT | Enloe Rehabilitation Center |  | 1976 | EMH-76-02-1 | Detroit Diesel, 535 HP | Diesel | Detroit Diesel | N/A | 356.6667 |  | 535 |  | 560 Cohasset Road | Chico | 95926 | Bruce Clark | (530) 332-5181 | 12 | 0.53
6309 | BTT | Enloe Rehabilitation Center |  | 1985 | EMH-85-03-3 | Caterpillar, Diesel, 890 HP | Diesel | Caterpillar | N/A | 593.3333 |  | 890 |  | 214 West 5th Street | Chico | 95926 | Les Doll | (530) 332-5517 | 11 | 0.53
6310 | BTT | Enloe Rehabilitation Center |  | 1985 | EMH-85-03-3 | Caterpillar, Diesel, 755 HP | Diesel | Caterpillar | N/A | 503.3333 |  | 755 |  | 214 West 5th Street | Chico | 95926 | Les Doll | (530) 332-5517 | 11 | 0.53
6311 | BTT | Enloe Rehabilitation Center |  | 1985 | EMH-85-03-3 | Caterpillar, Diesel, 755 HP | Diesel | Caterpillar | N/A | 503.3333 |  | 755 |  | 214 West 5th Street | Chico | 95926 | Les Doll | (530) 332-5517 | 11 | 0.53
6312 | BTT | Enloe Rehabilitation Center |  | 1985 | EMH-85-03-3 | Detroit Diesel, 605 HP | Diesel | Detroit Diesel | N/A | 403.3333 |  | 605 |  | 214 West 5th Street | Chico | 95926 | Les Doll | (530) 332-5517 | 11 | 0.53
8500 | CSC | CSC Water Dept. |  |  |  |  | N/A | N/A | N/A | 300 | 300 |  |  | 500 Benton St | Santa Clara | 95050 |  | 984-3183
8501 | CSC | Exodus Communication |  |  |  |  | N/A | N/A | N/A | 300 | 300 |  |  | 1605 Wyatt Dr | Santa Clara | 95054 |  | 486-5000
8502 | CSC | CSC Water Dept. |  |  |  |  | N/A | N/A | N/A | 300 | 300 |  |  | 1705 Martin Ave | Santa Clara | 95050 |  | 984-3170
8503 | CSC | N. Vidia |  |  |  |  | N/A | N/A | N/A | 300 | 300 |  |  | 3535 Monroe St | Santa Clara | 95051 |  | 615-2500
8504 | CSC | Kaiser Hospital |  |  |  |  | N/A | N/A | N/A | 350 | 350 |  |  | 900 Kiely Blvd | Santa Clara | 95051 |  | 236-5517
8505 | CSC | CSC Sewer Dept. |  |  |  |  | N/A | N/A | N/A | 350 | 350 |  |  | 1705 Martin Ave | Santa Clara | 95050 |  | 984-3170
8506 | CSC | Applied Materials B9 |  |  |  |  | N/A | N/A | N/A | 350 | 350 |  |  | 2695 Augustine Dr | Santa Clara | 95054 |  | 727-6060
8507 | CSC | NEC |  |  |  |  | N/A | N/A | N/A | 350 | 350 |  |  | 2880 Scott Blvd | Santa Clara | 95050 |  | 588-6096
8508 | CSC | NEC |  |  |  |  | N/A | N/A | N/A | 350 | 350 |  |  | 2880 Scott Blvd | Santa Clara | 95050 |  | 588-6096
8509 | CSC | NEC |  |  |  |  | N/A | N/A | N/A | 350 | 350 |  |  | 3033 Scott Blvd | Santa Clara | 95054 |  | 588-6464
8510 | CSC | CSC Water Dept. |  |  |  |  | N/A | N/A | N/A | 350 | 350 |  |  | 3470 Brookdale Dr | Santa Clara | 95051 |  | 984-3170
8511 | CSC | CSC St. Dept. |  |  |  |  | N/A | N/A | N/A | 400 | 400 |  |  | Laurelwood Pump Station | Santa Clara | 95051 |  | 984-3080
8512 | CSC | Univ. Santa Clara Bldg 702 |  |  |  |  | N/A | N/A | N/A | 400 | 400 |  |  | 500 El Camino Real | Santa Clara | 95050 |  | 554-4905
8513 | CSC | CSC Street Dept. |  |  |  |  | N/A | N/A | N/A | 400 | 400 |  |  | 3401 Victor St | Santa Clara | 95054
8514 | CSC | Healtheon/Web MD |  |  |  |  | N/A | N/A | N/A | 400 | 400 |  |  | 4600 Patrick Henry Dr | Santa Clara | 95054 |  | 876-5000
8515 | CSC | Bay Networks |  |  |  |  | N/A | N/A | N/A | 450 | 450 |  |  | 2451 Mission College Blvd | Santa Clara | 95054 |  | 764-1790
8516 | CSC | Nortel |  |  |  |  | N/A | N/A | N/A | 500 | 500 |  |  | 2305 Mission College Blvd | Santa Clara | 95054 |  | 565-3313
8517 | CSC | Kaiser Hospital |  |  |  |  | N/A | N/A | N/A | 550 | 550 |  |  | 900 Kiely Blvd | Santa Clara | 95051 |  | 236-5517
8518 | CSC | NEC |  |  |  |  | N/A | N/A | N/A | 600 | 600 |  |  | 2001 Walsh Ave | Santa Clara | 95050 |  | 588-6096
8519 | CSC | LSI Logic |  |  |  |  | N/A | N/A | N/A | 600 | 600 |  |  | 3105 Alfred St | Santa Clara | 95054 |  | 433-6293
8520 | CSC | NEC |  |  |  |  | N/A | N/A | N/A | 600 | 600 |  |  | 3301 Olcott St | Santa Clara | 95054 |  | 588-6464
8521 | CSC | CSC Water Dept. |  |  |  |  | N/A | N/A | N/A | 700 | 700 |  |  | 4751 Lick Mill Blvd | Santa Clara | 95054 |  | 984-3183
8522 | CSC | Mission College |  |  |  |  | N/A | N/A | N/A | 725 | 725 |  |  | 3000 Mission College Blvd | Santa Clara | 95054 |  | 988-2200
8523 | CSC | Cisco Systems |  |  |  |  | N/A | N/A | N/A | 750 | 750 |  |  | 1035 Walsh Ave | Santa Clara | 95050 |  | 526-4000
8524 | CSC | Siliconix |  |  |  |  | N/A | N/A | N/A | 750 | 750 |  |  | 2201 Laurelwood Rd | Santa Clara | 95054 |  | 988-8000
8525 | CSC | NEC |  |  |  |  | N/A | N/A | N/A | 750 | 750 |  |  | 2890 Scott Blvd | Santa Clara | 95050 |  | 588-6096
8526 | CSC | Automatic Data Proc |  |  |  |  | N/A | N/A | N/A | 1000 | 1000 |  |  | 3300 Olcott St | Santa Clara | 95054 |  | 496-5993
8527 | CSC | Nortel Networks SC-3 |  |  |  |  | N/A | N/A | N/A | 1000 | 1000 |  |  | 4551 Great America Pkwy. | Santa Clara | 95054 |  | 495-1634
8528 | CSC | Exodus Communication |  |  |  |  | N/A | N/A | N/A | 1250 | 1250 |  |  | 1605 Wyatt Dr | Santa Clara | 95054 |  | 486-5000
8529 | CSC | Exodus |  |  |  |  | N/A | N/A | N/A | 1250 | 1250 |  |  | 2251 Lawson Lane | Santa Clara | 95054 |  | 327-5800
8530 | CSC | Exodus |  |  |  |  | N/A | N/A | N/A | 1250 | 1250 |  |  | 2251 Lawson Lane | Santa Clara | 95054 |  | 746-7981
8531 | CSC | Exodus Communication |  |  |  |  | N/A | N/A | N/A | 1250 | 1250 |  |  | 2650 San Tomas Expy | Santa Clara | 95051 |  | 346-2200
8532 | CSC | NEC |  |  |  |  | N/A | N/A | N/A | 1250 | 1250 |  |  | 2880 Scott Blvd | Santa Clara | 95050 |  | 588-6464
8533 | CSC | 3 Com (4 units) |  |  |  |  | N/A | N/A | N/A | 1250 | 1250 |  |  | 5400 Bayfront Plaza | Santa Clara | 95054 |  | 326-5000
8534 | CSC | Intel Corp |  |  |  |  | N/A | N/A | N/A | 1500 | 1500 |  |  | 2151 Mission College Blvd | Santa Clara | 95054 |  | 765-5622
8535 | CSC | Intel Corp |  |  |  |  | N/A | N/A | N/A | 1500 | 1500 |  |  | 2151 Mission College Blvd | Santa Clara | 95054 |  | 765-5622
8536 | CSC | Intel Corp |  |  |  |  | N/A | N/A | N/A | 1500 | 1500 |  |  | 2151 Mission College Blvd | Santa Clara | 95054 |  | 765-5622
8537 | CSC | Catalytica Inc |  |  |  |  | N/A | N/A | N/A | 1500 | 1500 |  |  | 3937 Gianera St | Santa Clara | 95054 |  | 940-6306
8538 | CSC | Cable & Wireless |  |  |  |  | N/A | N/A | N/A | 1750 | 1750 |  |  | 2505 Augustine Dr | Santa Clara | 95054 |  | 296-1066
8539 | CSC | Cable & Wireless |  |  |  |  | N/A | N/A | N/A | 1750 | 1750 |  |  | 2505 Augustine Dr | Santa Clara | 95054 |  | 296-1066
8540 | CSC | Colo.Com |  |  |  |  | N/A | N/A | N/A | 2000 | 2000 |  |  | 3080 Raymond St. | Santa Clara | 95054 |  | 655-0112
8541 | CSC | Exodus Communication |  |  |  |  | N/A | N/A | N/A | 2500 | 2500 |  |  | 2401 Walsh Ave | Santa Clara | 95051 |  | 855-9925
9000 | PGE |  |  | 1985 |  |  | Diesel | Detroit Diesel | N/A | 650 | 650 | [7 empty] | 11 | 0.53
9001 | PGE |  |  | 1986 |  |  | Diesel | Detroit Diesel | 502FDR8053 | 350 | 350
9002 | PGE |  |  | 1990 |  |  | Diesel | Caterpillar | N/A | 1750 | 1750 | [7 empty] | 8.17 | 0.38
9004 | PGE | [5 empty] | Diesel | Caterpillar; 1.5E6 BTU/hr | N/A | 440 | 440
9005 | PGE |  |  | 1996 |  |  | Diesel | N/A | N/A | 500 | 500 | [7 empty] | 6.9 | 0.4
9006 | PGE |  |  | 1994 |  |  | Diesel | Caterpillar | N/A | 400 | 400 | [7 empty] | 8.17 | 0.38
9007 | PGE |  |  | 1993 |  |  | Diesel | Caterpillar | 3412 | 500 | 500 | [7 empty] | 8.17 | 0.38
9008 | PGE | [5 empty] | Diesel | Detroit Diesel | N/A | 1500 | 1500
9009 | PGE | [5 empty] | Diesel | Koher | N/A | 350 | 350
9010 | PGE |  |  | 1965 |  |  | Diesel | Cummins | VTL2700G | 500 | 500 | [7 empty] | 12 | 0.53
9011 | PGE |  |  | 1979 |  |  | Diesel | Detroit Diesel | 7123-7305 | 500 | 500 | [7 empty] | 12 | 0.53
9012 | PGE |  |  | 1968 |  |  | Diesel | Caterpillar | D399 Series B | 599.5428 | 599.5428 | [7 empty] | 12 | 0.53
9013 | PGE |  |  | 1975 |  |  | Diesel | Detroit Diesel | V71 | 499.619 | 499.619 | [7 empty] | 12 | 0.53
9014 | PGE |  |  | 1975 |  |  | Diesel | Detroit Diesel | N/A | 500 | 500 | [7 empty] | 12 | 0.53
9015 | PGE | [5 empty] | Diesel | Caterpillar | N/A | 500 | 500
9016 | PGE |  |  | 1993 |  |  | Diesel | Cummins | NTA855-G3 | 350 | 350 | [7 empty] | 8.17 | 0.38
9017 | PGE |  |  | 1990 |  |  | Diesel | Cummins | 6CT-8.3-C | 500 | 500 | [7 empty] | 8.17 | 0.38
9018 | PGE | [5 empty] | Diesel | Williams & Lane | N/A | 3400 | 3400
9019 | PGE | [5 empty] | Diesel | Williams & Lane | N/A | 3400 | 3400
9020 | PGE | [5 empty] | Diesel | Williams & Lane | N/A | 3400 | 3400
9021 | PGE | [5 empty] | Diesel | Williams & Lane | N/A | 3400 | 3400
9022 | PGE |  |  | 1986 |  |  | Diesel | Marathon | 743FSM4370 | 1300 | 1300 | [7 empty] | 11 | 0.53
9023 | PGE |  |  | 1986 |  |  | Diesel | Marathon | 743FSM4370 | 1300 | 1300 | [7 empty] | 11 | 0.53
9024 | PGE |  |  | 1986 |  |  | Diesel | Marathon | 743FSM4370 | 1300 | 1300 | [7 empty] | 11 | 0.53
9025 | PGE |  |  | 1986 |  |  | Diesel | Marathon | 743FSM4370 | 1300 | 1300 | [7 empty] | 11 | 0.53
9026 | PGE |  |  | 1986 |  |  | Diesel | Marathon | 743FSM4370 | 1300 | 1300 | [7 empty] | 11 | 0.53
9027 | PGE |  |  | 1986 |  |  | Diesel | Marathon | 743FSM4370 | 1300 | 1300 | [7 empty] | 11 | 0.53
9028 | PGE |  |  | 1986 |  |  | Diesel | Marathon | 743FSM4370 | 1300 | 1300 | [7 empty] | 11 | 0.53
9029 | PGE |  |  | 1984 |  |  | Diesel | Onan | DFZ | 750 | 750 | [7 empty] | 11 | 0.53
9030 | PGE | [5 empty] | Diesel | Onan | 350DFCC/7184K | 350 | 350
9031 | PGE | [5 empty] | Diesel | Kohler | 300ROZD71 | 300 | 300
9032 | PGE | [5 empty] | Diesel | Kohler | 300ROZD71 | 300 | 300
9033 | PGE |  |  |  |  | #3412DT; 2.25E6BTU/HR | Diesel | Caterpillar | 3412 DT | 330 | 330
9034 | PGE |  |  | 1985 |  |  | Diesel | Cummins | N/A | 475.7566 | 475.7566 | [7 empty] | 11 | 0.53
9035 | PGE |  |  | 1961 |  |  | Diesel | Gen Elec | 5SJ2113A3 | 500 | 500 | [7 empty] | 12 | 0.53
9036 | PGE |  |  | 1993 |  |  | Diesel | Caterpillar | 3508 | 1085.7392 | 1085.7392 | [7 empty] | 8.17 | 0.38
9037 | PGE |  |  | 1980 |  |  | Diesel | Detroit Diesel | 8163-7305 | 600 | 600 | [7 empty] | 12 | 0.53
9038 | PGE |  |  | 1969 |  |  | Diesel | Caterpillar | D398 | 600 | 600 | [7 empty] | 12 | 0.53
9039 | PGE |  |  | 1997 |  |  | Diesel | Caterpiller | 3706 | 300 | 300 | [7 empty] | 6.9 | 0.4
9040 | PGE |  |  | 1985 |  |  | Diesel | Caterpillar | HED 900C | 900 | 900 | [7 empty] | 11 | 0.53
9041 | PGE |  |  | 1970 |  |  | Diesel | Caterpillar | D399 | 900 | 900 | [7 empty] | 12 | 0.53
9042 | PGE |  |  | 1970 |  |  | Diesel | Caterpillar | D399 | 900 | 900 | [7 empty] | 12 | 0.53
9043 | PGE |  |  | 1985 |  |  | Diesel | Caterpillar | HED 900C | 900 | 900 | [7 empty] | 11 | 0.53
9044 | PGE |  |  | 1981 |  |  | Diesel | Williams & Lane | N/A | 400 | 400 | [7 empty] | 12 | 0.53
9045 | PGE |  |  | 1985 |  |  | Diesel | Caterpillar | 3412 | 450 | 450 | [7 empty] | 11 | 0.53
9046 | PGE |  |  |  |  | 1000kw series149;6.85Ebtu/hr | Diesel | Detroit Diesel | Series 149 | 1055 | 1055
9047 | PGE |  |  | 1993 |  |  | Digester Gas | Sierra Diesel | N/A | 550 | 550 | [7 empty] | 8.17 | 0.38
9048 | PGE |  |  | 1997 |  |  | Diesel | Onan | N/A | 350 | 350 | [7 empty] | 6.9 | 0.4
9049 | PGE | [5 empty] | Diesel | Caterpiller | N/A | 650 | 650
9050 | PGE | [5 empty] | Diesel | Cummins | N/A | 425 | 425
9051 | PGE | [5 empty] | Diesel | Cummins | N/A | 350 | 350
9052 | PGE |  |  |  |  | 3408 1.37e6 btu/hr | Diesel | Caterpillar | 3408 | 450 | 450
9053 | PGE |  |  |  |  | 350 odfn-17r/29967 d; 1.2e6btu/hr | Diesel | Caterpillar | N/A | 400 | 400
9054 | PGE |  |  |  |  | 571RSL2028A - F000W 1.2E8BTU/HR | Diesel | Caterpillar | N/A | 400 | 400
9055 | PGE | [5 empty] | Diesel | Cummins | N/A | 1007 | 1007
9056 | PGE |  |  | 1976 |  |  | Diesel | Caterpillar | D349 | 750 | 750 | [7 empty] | 12 | 0.53
9057 | PGE |  |  | 1976 |  |  | Diesel | Caterpillar | D349 | 750 | 750 | [7 empty] | 12 | 0.53
9058 | PGE | [5 empty] | Diesel | Caterpillar | N/A | 800 | 800
9059 | PGE |  |  | 1986 |  |  | Diesel | Catepillar | N/A | 600 | 600 | [7 empty] | 11 | 0.53
9060 | PGE |  |  | 1987 |  |  | Diesel | Detroit Diesel | N/A | 1075 | 1075 | [7 empty] | 11 | 0.53
9061 | PGE | [5 empty] | Diesel | Caterpillar | 3406 | 350 | 350
9062 | PGE | [5 empty] | Diesel | Electro Motion | HK-95446 | 500 | 500
9063 | PGE | [5 empty] | Diesel | Kohler | 400ROZD71 | 400 | 400
9064 | PGE | [5 empty] | Diesel | Onan | 400DFEB | 400 | 400
9066 | PGE | [5 empty] | Diesel | Fairbank Morse | N/A | 312 | 312 | [7 empty] | 12 | 0.53
9067 | PGE | [5 empty] | Diesel | Caterpillar | 3516 | 2000 | 2000
9068 | PGE |  |  | 1968 |  |  | Diesel | Waukesha | L5788DSU | 932.125 | 932.125 | [7 empty] | 12 | 0.53
9069 | PGE |  |  | 1970 |  |  | Diesel | Caterpillar | D348 TA | 500 | 500 | [7 empty] | 12 | 0.53
9070 | PGE |  |  | 1996 |  |  | Diesel | Caterpillar | 3412 | 500 | 500 | [7 empty] | 6.9 | 0.4
9071 | PGE |  |  | 1991 |  |  | Diesel | Cummins | KTA-50-G1 | 750 | 750 | [7 empty] | 8.17 | 0.38
9072 | PGE |  |  | 1992 |  |  | Diesel | N/A | N/A | 387.0183 | 387.0183 | [7 empty] | 8.17 | 0.38
9073 | PGE |  |  | 1993 |  |  | Diesel | Onan | 600 DFY | 600 | 600 | [7 empty] | 8.17 | 0.38
9074 | PGE | [5 empty] | Diesel | N/A | N/A | 750 | 750
9075 | PGE | [5 empty] | Diesel | N/A | N/A | 1150 | 1150
9076 | PGE |  |  | 1993 |  |  | Diesel | Caterpillar | N/A | 2000 | 2000 | [7 empty] | 8.17 | 0.38
9077 | PGE |  |  | 1961 |  |  | Diesel | Detroit Diesel | N/A | 1100 | 1100 | [7 empty] | 12 | 0.53
9078 | PGE |  |  | 1976 |  |  | Diesel | Detroit Diesel | N/A | 1000 | 1000 | [7 empty] | 12 | 0.53
9079 | PGE |  |  | 1997 |  |  | Diesel | Caterpillar | N/A | 1000 | 1000 | [7 empty] | 8.17 | 0.38
9080 | PGE | [5 empty] | Diesel | N/A | N/A | 365 | 365
9081 | PGE |  |  | 1994 |  |  | Diesel | Cummins | N/A | 3000 | 3000 | [7 empty] | 8.17 | 0.38
9082 | PGE |  |  | 1992 |  |  | Diesel | N/A | N/A | 750 | 750 | [7 empty] | 8.17 | 0.38
9083 | PGE | [5 empty] | Diesel | Williams & Lane | N/A | 1000 | 1000
9084 | PGE | [5 empty] | Diesel | Williams & Lane | N/A | 750 | 750
9085 | PGE | [5 empty] | Diesel | Williams & Lane | N/A | 750 | 750
9086 | PGE | [5 empty] | Diesel | Cummins | KTA 1150GS1 | 365 | 365
9087 | PGE |  |  | 1988 |  |  | Diesel | GM | 12V-71I-530 | 478.7394 | 478.7394 | [7 empty] | 8.17 | 0.38
9088 | PGE |  |  | 1972 |  |  | Diesel | Caterpillar | D399 | 930 | 930 | [7 empty] | 12 | 0.53
9089 | PGE |  |  | 1972 |  |  | Diesel | Caterpillar | D399 | 930 | 930 | [7 empty] | 12 | 0.53
9090 | PGE |  |  | 1992 |  |  | Diesel | Onan | 400DFV-4XR8/10173C | 400 | 400 | [7 empty] | 8.17 | 0.38
9091 | PGE | [5 empty] | Diesel | Caterpillar | N/A | 600 | 600
9093 | PGE |  |  | 1985 |  |  | Diesel | Caterpillar | N/A | 445.9286 | 445.9286 | [7 empty] | 11 | 0.53
9094 | PGE |  |  | 1985 |  |  | Diesel | Detroit Diesel | N/A | 628 | 628 | [7 empty] | 11 | 0.53
9095 | PGE |  |  | 1985 |  |  | Diesel | Detroit Diesel | N/A | 628 | 628 | [7 empty] | 11 | 0.53
9096 | PGE |  |  | 1985 |  |  | Diesel | Detroit Diesel | N/A | 628 | 628 | [7 empty] | 11 | 0.53
9097 | PGE |  |  | 1989 |  |  | Diesel | Detroit Diesel | N/A | 500 | 500 | [7 empty] | 8.17 | 0.38
9099 | PGE |  |  | 1996 |  |  | Diesel | Caterpillar | N/A | 1500 | 1500 | [7 empty] | 8.17 | 0.38
9100 | PGE |  |  | 1995 |  |  | Diesel | Onan | 450.ODFEC/7259OC | 450 | 450 | [7 empty] | 8.17 | 0.38
9101 | PGE |  |  | 1993 |  |  | Diesel | Caterpillar | 3512/Marathon 1100 | 1100 | 1100 | [7 empty] | 8.17 | 0.38
9102 | PGE |  |  | 1986 |  |  | Diesel | Cummins | N/A | 750 | 750 | [7 empty] | 11 | 0.53
9103 | PGE |  |  | 1995 |  |  | Diesel | Cummins | 500DFY-F4XR | 500 | 500
9104 | PGE | [5 empty] | Diesel | Detroit Diesel | N/A | 650 | 650
9106 | PGE |  |  | 1984 |  |  | Diesel | Detroit Diesel | 7123-7305 | 400 | 400 | [7 empty] | 11 | 0.53
9111 | PGE | [5 empty] | Diesel | N/A | N/A | 600 | 600
9112 | PGE | [5 empty] | Diesel | N/A | N/A | 600 | 600
9113 | PGE | [5 empty] | Diesel | Caterpillar | 3516 | 1500 | 1500
9114 | PGE | [5 empty] | Diesel | Caterpillar | 3516 | 1500 | 1500
9115 | PGE | [5 empty] | Diesel | Caterpillar | 3516 | 1500 | 1500
9116 | PGE | [5 empty] | Diesel | Caterpillar | 3412 | 500 | 500
9118 | PGE |  |  | 1993 |  |  | Diesel | Caterpillar | 3412 | 663.673 | 663.673 | [7 empty] | 8.17 | 0.38
9119 | PGE |  |  | 1993 |  |  | Diesel | Caterpillar | 3412 | 663.673 | 663.673 | [7 empty] | 8.17 | 0.38
9120 | PGE |  |  | 1993 |  |  | Diesel | Caterpiller | N/A | 500 | 500 | [7 empty] | 8.17 | 0.38
9121 | PGE |  |  | 1997 |  |  | Diesel | Kohler | N/A | 750 | 750 | [7 empty] | 8.17 | 0.38
9122 | PGE |  |  | 1992 |  |  | Diesel | Detroit Diesel | N/A | 650 | 650 | [7 empty] | 8.17 | 0.38
9123 | PGE |  |  | 1992 |  |  | Diesel | Detroit Diesel | N/A | 650 | 650 | [7 empty] | 8.17 | 0.38
9124 | PGE |  |  | 1992 |  |  | Diesel | Detroit Diesel | N/A | 650 | 650 | [7 empty] | 8.17 | 0.38
9125 | PGE |  |  | 1991 |  |  | Diesel | Cummins | VTA 28 GZ | 610 | 610 | [7 empty] | 8.17 | 0.38
9126 | PGE |  |  | 1994 |  |  | Diesel | Caterpillar | N/A | 500 | 500 | [7 empty] | 8.17 | 0.38
9127 | PGE |  |  | 1995 |  |  | Diesel | Caterpillar | N/A | 500 | 500 | [7 empty] | 8.17 | 0.38
9128 | PGE |  |  | 1995 |  |  | Diesel | Caterpillar | N/A | 500 | 500 | [7 empty] | 8.17 | 0.38
9129 | PGE |  |  |  |  | CAT 3412 DI SN 81Z08123;2036080 BTU/HR | Diesel | Caterpillar | 3412 DI | 800 | 800
9130 | PGE |  |  |  |  | CAT 3412; 332GDE4;7.8E6 BTU/HR | Diesel | Caterpillar | 3412 | 650 | 650
9131 | PGE |  |  |  |  | Detroit Diesel, Model#8083-7416;4.62e6 BTU/HR | Diesel | Detroit Diesel | 8083-7416 | 643 | 643
9132 | PGE |  |  | 1992 |  |  | Diesel | Caterpillar | 3412 DI | 596.56 | 596.56 | [7 empty] | 8.17 | 0.38
9133 | PGE |  |  |  |  | KATO 3412 SN38511009;1.4E6 BTU/HR | Diesel | Kato | 3412 | 550 | 550
9134 | PGE |  |  |  |  | CAT 3408 SN78Z01668;1.34E6 BTU/HR | Diesel | Caterpillar | 3408 | 525 | 525
9135 | PGE |  |  |  |  | Caterpillar 3408 SN78Z01499;1.32E6 BTU/HR | Diesel | Caterpillar | 3408 | 520 | 520
9136 | PGE |  |  |  |  | CAT 3406 D DITA;954413 BTU/HR | Diesel | Caterpillar | 3406D DITA | 375 | 375
9137 | PGE |  |  |  |  | CAT 3406 BDI SN 2WB07015;788981 BTU/HR | Diesel | Caterpillar | 3406 BDI | 310 | 310
9138 | PGE | [5 empty] | Diesel | Caterpillar | Model #3306;2.52e6 BTU/HR | 306 | 306
9139 | PGE |  |  |  |  | CAT SN 90U17353;763530 BTU/HR | Diesel | Caterpillar | 3406 DITA | 300 | 300
9140 | PGE | [5 empty] | Diesel | Onan | N/A | 350 | 350
9141 | PGE | [5 empty] | Diesel | N/A | N/A | 300 | 300
9142 | PGE | [5 empty] | Diesel | N/A | N/A | 300 | 300
9143 | PGE | [5 empty] | Diesel | N/A | N/A | 300 | 300
9144 | PGE | [5 empty] | Diesel | N/A | N/A | 300 | 300
9149 | PGE | [5 empty] | N/A | N/A | N/A | 1000 | 1000
9150 | PGE |  |  | 1991 |  |  | Diesel | GMC | N/A | 499.619 | 499.619 | [7 empty] | 8.17 | 0.38
9152 | PGE | [5 empty] | Diesel | Detroit Diesel | N/A | 600 | 600
9153 | PGE |  |  | 1979 |  |  | Diesel | Electro Motion | N/A | 930 | 930 | [7 empty] | 12 | 0.53
9154 | PGE |  |  | 1989 |  |  | Diesel | Sierra Detroit Diesel | N/A | 750 | 750 | [7 empty] | 8.17 | 0.38
9155 | PGE |  |  | 1989 |  |  | Diesel | Sierra Detroit Diesel | N/A | 750 | 750 | [7 empty] | 8.17 | 0.38
9156 | PGE |  |  | 1989 |  |  | Diesel | Sierra Detroit Diesel | N/A | 750 | 750 | [7 empty] | 8.17 | 0.38
9157 | PGE | [5 empty] | Diesel | Onan | N/A | 4500 | 4500
9158 | PGE | [5 empty] | Diesel | N/A | N/A | 750 | 750
9159 | PGE |  |  | 1992 |  |  | Diesel | Caterpillar | N/A | 1000 | 1000 | [7 empty] | 8.17 | 0.38
9160 | PGE |  |  | 1989 |  |  | Diesel | Onan | 300DFML333IN | 346.7505 | 346.7505 | [7 empty] | 8.17 | 0.38
9163 | PGE | [5 empty] | Diesel | Waukesha | N/A | 2000 | 2000
9164 | PGE | [5 empty] | Diesel | Cummins | N/A | 1000 | 1000
9165 | PGE | [5 empty] | Diesel | N/A | N/A | 300 | 300
9166 | PGE |  |  | 1988 |  |  | Diesel | Kohler | 600ROZ71 | 500 | 500 | [7 empty] | 8.17 | 0.38
9167 | PGE |  |  | 1993 |  |  | Diesel | Caterpillar | 3512 | 1200 | 1200 | [7 empty] | 8.17 | 0.38
9168 | PGE |  |  | 1993 |  |  | Diesel | Caterpillar | 3512 | 1200 | 1200 | [7 empty] | 8.17 | 0.38
9169 | PGE |  |  | 1993 |  |  | Diesel | Caterpillar | 3512 | 1200 | 1200 | [7 empty] | 8.17 | 0.38
9170 | PGE |  |  | 1984 |  |  | Diesel | Marathon | 502FDR8048 | 365 | 365 | [7 empty] | 11 | 0.53
9171 | PGE | [5 empty] | Diesel | Detroit Diesel | N/A | 700 | 700
9172 | PGE |  |  | 1991 |  |  | Diesel | Caterpillar | 3508 | 800.1361 | 800.1361 | [7 empty] | 8.17 | 0.38
9173 | PGE |  |  | 1995 |  |  | Diesel | Onan | 350DFCC | 350 | 350
9175 | PGE |  |  | 1995 |  |  | Diesel | Cummins | 3500FCC/33658L | 350 | 350 | [7 empty] | 8.17 | 0.38
9176 | PGE | [5 empty] | Diesel | Cummins | N/A | 1000 | 1000
9177 | PGE |  |  | 1980 |  |  | Diesel | Cummins | 9123-7305 | 500 | 500 | [7 empty] | 12 | 0.53
9178 | PGE | [5 empty] | Diesel | Caterpillar | N/A | 750 | 750
9179 | PGE | [5 empty] | Diesel | Caterpillar | N/A | 750 | 750
9180 | PGE | [5 empty] | Diesel | Caterpillar | N/A | 750 | 750
9181 | PGE | [5 empty] | Diesel | Caterpillar | N/A | 750 | 750
9182 | PGE | [5 empty] | Diesel | Kohler | N/A | 400 | 400
9184 | PGE | [5 empty] | Natural Gas | N/A | N/A | 600 | 600
9186 | PGE | [5 empty] | Diesel | Allison | N/A | 5000 | 5000
9187 | PGE | [5 empty] | Diesel | Caterpillar | N/A | 1500 | 1500
9188 | PGE | [5 empty] | Diesel | Detroit Diesel | N/A | 1050 | 1050
9189 | PGE | [5 empty] | Diesel | Detroit Diesel | N/A | 1000 | 1000
9190 | PGE | [5 empty] | Diesel | Solar | N/A | 900 | 900
9191 | PGE | [5 empty] | Diesel | Detroit Diesel | N/A | 800 | 800
9192 | PGE | [5 empty] | Diesel | Cummins | N/A | 770 | 770
9193 | PGE | [5 empty] | Diesel | Solar | N/A | 750 | 750
9194 | PGE | [5 empty] | Diesel | Solar | N/A | 750 | 750
9195 | PGE | [5 empty] | Diesel | Solar | N/A | 750 | 750
9197 | PGE | [5 empty] | Diesel | Detroit Diesel | N/A | 500 | 500
9198 | PGE | [5 empty] | Diesel | Caterpillar | N/A | 425 | 425
9199 | PGE | [5 empty] | Diesel | Caterpillar | N/A | 350 | 350
9200 | PGE | [5 empty] | Diesel | Caterpillar | N/A | 350 | 350
9201 | PGE | [5 empty] | Diesel | Caterpillar | N/A | 350 | 350
9202 | PGE | [5 empty] | Diesel | Caterpillar | N/A | 325 | 325
9203 | PGE | [5 empty] | Diesel | Detroit Diesel | N/A | 325 | 325
9205 | PGE |  |  | 1987 |  |  | N/A | Marathon | PN3018392 | 350 | 350 | [7 empty] | 11 | 0.53
9211 | PGE |  |  | 1988 |  |  | Diesel | Caterpillar | SR-4 | 900 | 900 | [7 empty] | 8.17 | 0.38
9212 | PGE | [5 empty] | Diesel | Cummins | N/A | 1400 | 1400
9213 | PGE |  |  | 1995 |  |  | Diesel | Cummins | N/A | 1250 | 1250 | [7 empty] | 8.17 | 0.38
9214 | PGE |  |  | 1970 |  |  | Diesel | Caterpillar | N/A | 1200 | 1200 | [7 empty] | 12 | 0.53
9215 | PGE |  |  | 1994 |  |  | Diesel | Caterpillar | N/A | 500 | 500 | [7 empty] | 8.17 | 0.38
9216 | PGE | [5 empty] | Diesel | Caterpiller | N/A | 500 | 500
9217 | PGE | [5 empty] | Diesel | Onan | N/A | 500 | 500
9222 | PGE |  |  | 1988 |  |  | Diesel | Caterpillar | 3412 | 600 | 600 | [7 empty] | 8.17 | 0.38
9223 | PGE |  |  | 1988 |  |  | Diesel | Detroit Diesel | 12U71T | 469.791 | 469.791 | [7 empty] | 8.17 | 0.38
9224 | PGE | [5 empty] | Diesel | N/A | N/A | 1250 | 1250
9225 | PGE | [5 empty] | Diesel | Caterpillar | N/A | 1000 | 1000
9226 | PGE | [5 empty] | Diesel | Caterpillar | N/A | 1000 | 1000
9228 | PGE | [5 empty] | Diesel | N/A | N/A | 750 | 750
9229 | PGE | [5 empty] | Diesel | Kohler | N/A | 600 | 600
9232 | PGE |  |  | 1962 |  |  | Diesel | Caterpillar | 3500 S/N 8YF00379 | 1600 | 1600 | [7 empty] | 12 | 0.53
9233 | PGE |  |  | 1962 |  | KTH3961,S/N8YF00379 | Diesel | Cummins | N/A | 400 | 400 | [7 empty] | 12 | 0.53
9238 | PGE |  |  | 1995 |  |  | Diesel | Caterpillar | 3516 | 1617 | 1617 | [7 empty] | 8.17 | 0.38
9239 | PGE |  |  | 1984 |  |  | Natural Gas | Waukesha | L-7042GU | 725 | 725 | [7 empty] | 11 | 0.53
9240 | PGE |  |  | 1990 |  |  | Diesel | Caterpillar | N/A | 1617 | 1617 | [7 empty] | 8.17 | 0.38
9241 | PGE |  |  | 1990 |  |  | Diesel | Caterpillar | N/A | 1603 | 1603 | [7 empty] | 8.17 | 0.38
9242 | PGE | [5 empty] | Diesel | N/A | N/A | 600 | 600
9243 | PGE | [5 empty] | Diesel | N/A | N/A | 500 | 500
9245 | PGE |  |  | 1979 |  |  | Diesel | Detroit Diesel | 16V-92T | 600 | 600 | [7 empty] | 12 | 0.53
9246 | PGE |  |  | 1987 |  |  | Diesel | Caterpillar | N/A | 3000 | 3000 | [7 empty] | 11 | 0.53
9247 | PGE | [5 empty] | Diesel | N/A | N/A | 1400 | 1400
9248 | PGE | [5 empty] | Diesel | Viking | KG2-3C | 1000 | 1000
9249 | PGE | [5 empty] | Diesel | Caterpillar | 5R-4B | 1000 | 1000
9250 | PGE | [5 empty] | Diesel | Caterpillar | 5R-4B | 1000 | 1000
9253 | PGE | [5 empty] | Diesel | Cummins | KTA50-GS1 | 1000 | 1000
9254 | PGE | [5 empty] | Diesel | Caterpillar | D398 | 600 | 600
9255 | PGE | [5 empty] | Diesel | Caterpillar | D398 | 500 | 500
9256 | PGE |  |  | 1990 |  |  | Diesel | Caterpillar | 3412 | 404.9151 | 404.9151 | [7 empty] | 8.17 | 0.38
9257 | PGE | [5 empty] | Diesel | Waukesha | N/A | 1000 | 1000
9259 | PGE |  |  | 1995 |  |  | Diesel | Caterpillar | 3512 | 850.098 | 850.098 | [7 empty] | 8.17 | 0.38
9260 | PGE | [5 empty] | N/A | Cummins | N/A | 746.4457 | 746.4457
9261 | PGE |  |  | 1990 |  |  | Diesel | Kohler | 600 R02D | 650 | 650 | [7 empty] | 8.17 | 0.38
9262 | PGE | [5 empty] | Diesel | Kato-Lite | D1050FRE6 | 1050 | 1050
9263 | PGE | [5 empty] | Diesel | Detroit Diesel | 12V149T1 | 750 | 750
9264 | PGE |  |  | 1985 |  |  | Diesel | Caterpillar | 3412 | 500 | 500 | [7 empty] | 11 | 0.53
9265 | PGE |  |  | 1988 |  |  | Diesel | Onan | 5000DFY | 500 | 500 | [7 empty] | 8.17 | 0.38
9266 | PGE |  |  | 1986 |  |  | Diesel | Onan | 4000DFN | 400 | 400 | [7 empty] | 11 | 0.53
9267 | PGE |  |  | 1975 |  |  | Diesel | Detroit Diesel | 350DG-03 | 300 | 300 | [7 empty] | 8.17 | 0.38
9268 | PGE |  |  | 1995 |  |  | Diesel | Detroit Diesel | 350ROZ-D71 | 350 | 350 | [7 empty] | 12 | 0.53
9269 | PGE |  |  | 1982 |  |  | Diesel | Cummins | KTA 2300 | 750 | 750 | [7 empty] | 12 | 0.53
9273 | PGE | [5 empty] | Diesel | N/A | N/A | 1000 | 1000
9274 | PGE |  |  | 1988 |  |  | Diesel | Mitsubishi | S12APTA | 650 | 650 | [7 empty] | 8.17 | 0.38
9275 | PGE |  |  | 1975 |  |  | Diesel | Caterpillar | D349 | 800 | 800 | [7 empty] | 12 | 0.53
9276 | PGE |  |  | 1975 |  |  | Diesel | Caterpillar | D349 | 800 | 800 | [7 empty] | 12 | 0.53
9277 | PGE | [5 empty] | Diesel | N/A | N/A | 405 | 405
9278 | PGE | [5 empty] | Diesel | Cummins | KTA-2300-G | 1115 | 1115
9279 | PGE | [5 empty] | Diesel | Cummins | KTA-2300-G | 831.4555 | 831.4555
9280 | PGE | [5 empty] | Diesel | Marathon | 574RSL | 775 | 775
9281 | PGE | [5 empty] | Diesel | Marathon | 680FDF | 775 | 775
9282 | PGE | [5 empty] | Diesel | Caterpillar | D399 Series B | 600 | 600
9283 | PGE | [5 empty] | Diesel | Cummins | NT855-G | 355 | 355
9284 | PGE | [5 empty] | Diesel | Columbia | 58004-MS36-26-11 | 300 | 300
9285 | PGE | [5 empty] | Diesel | Cummins | 502FDR7024 | 350 | 350
9286 | PGE |  |  | 1986 |  |  | Diesel | Kohler | N/A | 500 | 500 | [7 empty] | 11 | 0.53
9287 | PGE |  |  | 1985 |  |  | Diesel | Cummins | KT 1150 | 400 | 400 | [7 empty] | 11 | 0.53
9288 | PGE |  |  | 1972 |  |  | Diesel | Caterpillar | N/A | 1450 | 1450 | [7 empty] | 12 | 0.53
9289 | PGE |  |  | 1986 |  |  | Diesel | Caterpillar | 3406{SR4} | 350 | 350
9290 | PGE |  |  | 1980 |  |  | Diesel | Kohler | 350R0Z81 | 360 | 360 | [7 empty] | 12 | 0.53
9291 | PGE |  |  | 1982 |  |  | Diesel | Waukesha | VHP-L6670DSI | 1205.0512 | 1205.0512 | [7 empty] | 12 | 0.53
9292 | PGE |  |  | 1981 |  |  | Diesel | Cummins | KTA2300G | 831.4555 | 831.4555 | [7 empty] | 12 | 0.53
9293 | PGE |  |  | 1981 |  |  | Diesel | Cummins | KTA2300G | 831.4555 | 831.4555 | [7 empty] | 12 | 0.53
9294 | PGE |  |  | 1982 |  |  | Diesel | King Knight | KDCUT-18-450 | 510.8045 | 510.8045 | [7 empty] | 12 | 0.53
9295 | PGE |  |  | 1997 |  |  | N Gas/Diesel #2 | Solar | Turus | 5000 | 5000 | [7 empty] | 8.17 | 0.38
9296 | PGE |  |  | 1997 |  |  | N Gas/Diesel #2 | Solar | Turus | 3500 | 3500 | [7 empty] | 8.17 | 0.38
9298 | PGE | [5 empty] | Natural Gas | Waukesha | N/A | 1500 | 1500
9300 | PGE | [5 empty] | Diesel | Kohler | N/A | 1300 | 1300
9303 | PGE |  |  | 1976 |  |  | Diesel | General Motors | 126450 | 1000 | 1000 | [7 empty] | 12 | 0.53
9304 | PGE |  |  | 1988 |  |  | Diesel | Mitsubishi | S12A2 BT | 500 | 500 | [7 empty] | 8.17 | 0.38
9305 | PGE |  |  | 1988 |  |  | Diesel | Mitsubishi | S12A2 BT | 500 | 500 | [7 empty] | 8.17 | 0.38
9306 | PGE | [5 empty] | Diesel | Caterpillar | N/A | 2000 | 2000
9307 | PGE |  |  | 1989 |  |  | Diesel | Onan | KTTA19-G2 | 500 | 500 | [7 empty] | 8.17 | 0.38
9308 | PGE | [5 empty] | Diesel | N/A | N/A | 1200 | 1200
9309 | PGE | [5 empty] | Diesel | Waukesha | N/A | 1100 | 1100
9310 | PGE | [5 empty] | Diesel | Waukesha | N/A | 1100 | 1100
9311 | PGE | [5 empty] | Diesel | Detroit Diesel | N/A | 900 | 900
9312 | PGE | [5 empty] | Diesel | Detroit Diesel | N/A | 900 | 900
9313 | PGE | [5 empty] | Diesel | Cummins | N/A | 750 | 750
9314 | PGE | [5 empty] | Diesel | Caterpillar | SR4 | 1250 | 1250
9315 | PGE | [5 empty] | Diesel | Caterpillar | SR4 | 1250 | 1250
9316 | PGE |  |  | 1996 |  |  | Diesel | Kohler | 600 R02D | 600 | 600 | [7 empty] | 8.17 | 0.38
9317 | PGE |  |  | 1986 |  |  | Diesel | Detroit Diesel | 502FDR8052 | 350 | 350
9318 | PGE |  |  | 1985 |  |  | Diesel | Caterpillar | N/A | 1050 | 1050
9319 | PGE |  |  | 1983 |  |  | Diesel | Cummins | N/A | 350 | 350
9320 | PGE |  |  | 1981 |  |  | Diesel | Cummins | N/A | 300 | 300
9321 | PGE | [5 empty] | Diesel | Cummins | 680FDR712JJ | 500 | 500
9322 | PGE |  |  | 1985 |  |  | Diesel | Waukesha | N/A | 1100 | 1100
9323 | PGE |  |  | 1993 |  |  | Diesel | Cummins | NTA855-G3 | 350 | 350
9324 | PGE | [5 empty] | Diesel | N/A | N/A | 500 | 500
9325 | PGE |  |  | 1981 |  |  | Diesel | Detroit Diesel | 16VF003154 | 600 | 600
9326 | PGE | [5 empty] | Diesel | Onan | 350-0-DFU-17R | 350 | 350
9327 | PGE | [5 empty] | Diesel | Onan | 16VF003154 | 350 | 350
9328 | PGE | [5 empty] | Diesel | Onan | 350-0-DFU-17R | 350 | 350
9329 | PGE |  |  | 1989 |  |  | Diesel | Detroit Diesel | N/A | 600 | 600
9330 | PGE | [5 empty] | Diesel | Caterpillar | SR46 | 300 | 300
9331 | PGE | [5 empty] | Diesel | Caterpillar | SR4B | 1250 | 1250
9332 | PGE | [5 empty] | Diesel | Caterpillar | SR4B | 1250 | 1250
9333 | PGE | [5 empty] | Diesel | Detroit Diesel | 8163-7405 | 750 | 750
9334 | PGE |  |  | 1995 |  |  | Diesel | Caterpillar | D348 | 600.2885 | 600.2885
9335 | PGE |  |  | 1995 |  |  | Diesel | Waukesha | N/A | 596.56 | 596.56
9336 | PGE | [5 empty] | Diesel | Spectrum | 24V71TA | 1000 | 1000
9337 | PGE | [5 empty] | Diesel | Onan | 750DFHA | 750 | 750
9338 | PGE | [5 empty] | Diesel | Marathon | 573RSL4654 | 550 | 550
9339 | PGE | [5 empty] | Diesel | Marathon | 573RSL4654 | 550 | 550
9340 | PGE | [5 empty] | Diesel | Onan | 300DFCB | 300 | 300
9341 | PGE |  |  | 1969 |  |  | Natural Gas | Onan | 85KR-4XR8 | 460 | 460
9342 | PGE | [5 empty] | Diesel | Detroit Diesel | N/A | 350 | 350
9343 | PGE | [5 empty] | Diesel | Detroit Diesel | N/A | 350 | 350
9344 | PGE | [5 empty] | Diesel | Detroit Diesel | N/A | 300 | 300
9345 | PGE |  |  | 1985 |  |  | Diesel | Caterpillar | D-343 A | 1200 | 1200
9346 | PGE |  |  | 1985 |  |  | Diesel | Onan | 500 DFY | 500 | 500
9347 | PGE |  |  | 1985 |  |  | Diesel | Onan | 500 DFY | 500 | 500
9348 | PGE |  |  | 1985 |  |  | Diesel | Onan | 500 DFY | 350 | 350
9349 | PGE |  |  | 1950 |  |  | Diesel | Kohler | N/A | 750 | 750
9350 | PGE |  |  | 1995 |  |  | Diesel | Caterpillar | N/A | 750 | 750
9351 | PGE |  |  | 1995 |  |  | Diesel | Caterpillar | N/A | 750 | 750
9352 | PGE | [5 empty] | Diesel | Detroit Diesel | N/A | 500 | 500
9353 | PGE | [5 empty] | Diesel | Detroit Diesel | N/A | 500 | 500
9354 | PGE | [5 empty] | Diesel | Detroit Diesel | N/A | 500 | 500
9355 | PGE | [5 empty] | Diesel | Kohler | N/A | 2075 | 2075
9356 | PGE | [5 empty] | Diesel | UTS | N/A | 1500 | 1500
9357 | PGE | [5 empty] | Diesel | Caterpillar | N/A | 1000 | 1000
9358 | PGE | [5 empty] | Diesel | UTS | N/A | 1000 | 1000
9359 | PGE | [5 empty] | Propane | Onan | N/A | 500 | 500
9360 | PGE | [5 empty] | Diesel | Kohler | N/A | 500 | 500
9361 | PGE | [5 empty] | Propane | Onan | N/A | 500 | 500
9362 | PGE | [5 empty] | Diesel | Kohler | N/A | 500 | 500
9363 | PGE | [5 empty] | Diesel | Kohler | N/A | 500 | 500
9364 | PGE | [5 empty] | Diesel | Kohler | N/A | 500 | 500
9365 | PGE | [5 empty] | Diesel | Onan | N/A | 500 | 500
9366 | PGE | [5 empty] | Diesel | Onan | N/A | 400 | 400
9367 | PGE | [5 empty] | Diesel | Cummins | N/A | 750 | 750
9368 | PGE | [5 empty] | Diesel | Cummins | N/A | 750 | 750
9369 | PGE | [5 empty] | Diesel | Detroit Diesel | N/A | 600 | 600
9370 | PGE | [5 empty] | Diesel | Electro Motion | 21000 MKII | 365 | 365
9371 | PGE | [5 empty] | Diesel | Caterpillar | N/A | 550 | 550
9372 | PGE | [5 empty] | Diesel | Caterpillar | N/A | 550 | 550
9373 | PGE |  |  | 1980 |  |  | Diesel | Cummins | 9123-7305 | 500 | 500
9374 | PGE |  |  | 1982 |  |  | Diesel | Kohler | 150R0Z71 | 500 | 500
9375 | PGE | [5 empty] | Diesel | Cummins | FS-98-SC | 600 | 600
9376 | PGE |  |  | 1967 |  |  | Diesel | Caterpillar | D343 A | 300 | 300
9377 | PGE |  |  | 1975 |  |  | Diesel | Caterpillar | D3432 | 300 | 300
9378 | PGE | [5 empty] | Diesel | Onan | N/A | 1000 | 1000
9379 | PGE | [5 empty] | Diesel | Onan | N/A | 750 | 750
9380 | PGE |  |  | 1988 |  |  | Diesel | Caterpillar | 3412DI | 600 | 600
9381 | PGE | [5 empty] | Diesel | Kohler | N/A | 1000 | 1000
9382 | PGE | [5 empty] | Diesel | Kohler | N/A | 1000 | 1000
9383 | PGE | [5 empty] | Diesel | Detroit Diesel | N/A | 400 | 400
9384 | PGE |  |  | 1979 |  |  | Diesel | Detroit Diesel | 16V-92T | 600 | 600
9385 | PGE |  |  | 1979 |  |  | Diesel | Detroit Diesel | 16V-92T | 600 | 600
9386 | PGE |  |  | 1979 |  |  | Diesel | Detroit Diesel | 16V-92T | 600 | 600
9387 | PGE |  |  | 1979 |  |  | Diesel | Detroit Diesel | 16V-92T | 600 | 600
9388 | PGE | [5 empty] | Diesel | Waukesha | N/A | 1000 | 1000
9389 | PGE |  |  | 1974 |  |  | Diesel | Caterpillar | N/A | 1000 | 1000
9390 | PGE |  |  | 1974 |  |  | Diesel | Onan | N/A | 1000 | 1000
9391 | PGE | [5 empty] | Diesel | Detroit Diesel | Series 149 | 1050 | 1050
9392 | PGE | [5 empty] | Diesel | King Knight | N/A | 680 | 680
9393 | PGE | [5 empty] | Diesel | Kato-Lite | 12V-92 | 500 | 500
9394 | PGE |  |  | 1993 |  |  | Diesel | Kohler | 275ROZD | 300 | 300
9395 | PGE |  |  | 1982 |  |  | Diesel | Cummins | KTA 2300 | 750 | 750
9396 | PGE |  |  | 1982 |  |  | Diesel | Cummins | KTA 2300 | 750 | 750
9397 | PGE |  |  | 2000 |  |  | Diesel | Caterpillar | L5788DS1U | 1000 | 1000
9398 | PGE |  |  | 1979 |  |  | Diesel | Detroit Diesel | D600 FRX4 | 650 | 650
9399 | PGE |  |  | 1996 |  |  | Diesel | Dut Corp | 1000C2 | 1000 | 1000
9400 | PGE |  |  | 1997 |  |  | N Gas/Diesel #2 | Solar | N/A | 5000 | 5000
9401 | PGE | [5 empty] | Diesel | Generac | N/A | 400 | 400
9402 | PGE | [5 empty] | Diesel | Cummins | N/A | 400 | 400
9403 | PGE | [5 empty] | Diesel | Onan | N/A | 1500 | 1500
9404 | PGE |  |  | 2002 |  |  | Diesel | N/A | N/A | 5000 | 5000
9500 | DWP | LA CITY DWP | G02790 |  | M22609 | Does not feed into power grid | Diesel | Alco | 251 | 2000 | 2000 |  |  | 6801 Westminster Ave | Long Beach | 90803
9501 | DWP | LA CITY DWP | 241261 |  | D59900 | Does not feed into power grid | Diesel | Cummins | KTAA50-G2 | 1500 | 1500 |  |  | 13101 Sepulveda Blvd | Sylmar | 91344
9502 | DWP | LA CITY DWP | 353351 |  |  | Does not feed into power grid | Diesel | Caterpillar | D348 | 593.3333 |  | 890 |  | 10322 Sunland Blvd | Sunland | 91040
9503 | DWP | LA CITY DWP | 189157 |  | D10744 | Does not feed into power grid | Diesel | Cummins | VTA-1710-P700 | 466.6667 |  | 700 |  | 11801 Sheldon St. | Sun Valley | 91352
9504 | DWP | LA CITY DWP | 317716 |  | F11307 | Does not feed into power grid | Diesel | Cummins | KTA19-G2 | 400 |  | 600 |  | 433 E. Temple St. | Los Angeles | 90012
9505 | DWP | LA CITY DWP | 351215 |  |  | Does not feed into power grid | Diesel | Cummins | KTA19-G2 | 400 |  | 600 |  | 433 E. Temple St. | Los Angeles | 90012
9506 | DWP | LA CITY DWP | 355505 |  |  | Does not feed into power grid | Diesel | Cummins | KTA19-G2 | 400 |  | 600 |  | 433 E. Temple St. | Los Angeles | 90012
9550 | OEA | Dept of Justice |  |  |  |  | N/A | N/A | N/A | 986.6667 | 986.6667 |  |  | 4949 Broadway | Sacramento | 95820 | Duane Kinross | 916-227-6951
9551 | OEA | Dept of Justice |  |  |  |  | N/A | N/A | N/A | 986.6667 | 986.6667 |  |  | 4949 Broadway | Sacramento | 95820 | Duane Kinross | 916-227-6951
9554 | OEA | Harris Building |  |  |  |  | N/A | Caterpillar | 3516 | 2000 | 2000 |  |  | 1515 Clay Street | Oakland | 94612 | Lynn Westhoven | 510-622-2568
9555 | OEA | San Francisco Civic Center |  |  |  |  | N/A | N/A | N/A | 1500 | 1500 |  |  | 350 McAllister & 455 Golden Gate Ave. | San Francisco | 94102 | Thomas Pathi-Parampil | 415-703-4105
9557 | OEA | Secretary of State |  |  |  |  | N/A | N/A | N/A | 1750 | 1750 |  |  | 1500 11th Street | Sacramento | 95814 | Chris Stinson | 916-653-2764
9562 | OEA | CHP |  |  |  |  | N/A | N/A | N/A | 400 | 400 |  |  | 2555 First Avenue | Sacramento | 95818 | Keith W. Bell | 916-657-7898
9563 | OEA | CHP, Caltrans |  |  |  |  | N/A | N/A | N/A | 750 | 750 |  |  | N/A | Sacramento | 95816 | Steve Hern | 916-859-7991
9600 | DOC | Avenal State Prison |  |  |  | Detroit V16 | Diesel | Detroit Diesel | V16 | 1000 | 1000 |  |  | #1 Kings Way PO Box 8 | Avenal | 93204 | Frank Garcia (ext. 7317) | (559) 386-0587
9601 | DOC | California Correctional Center |  |  |  | Detroit V12 S/N SH3299477 | Diesel | Detroit Diesel | V12 | 500 | 500 |  |  | PO Box 790 | Susanville | 96130 | Jerry Curry (ext. 1150) | (530) 257-2181
9602 | DOC | California Correctional Center |  |  |  | CAT 3516 S/N 7RN00606 | Diesel | Caterpillar | 3516 | 2000 | 2000 |  |  | PO Box 790 | Susanville | 96130 | Jerry Curry (ext. 1150) | (530) 257-2181
9607 | DOC | California Institution for Men (CIM) |  |  |  | CAT 3412 S/N 81Z10650 | Diesel | Caterpillar | 3412 | 500 | 500 |  |  | 14901 Central Avenue PO Box 128 | Chino | 91710 | DON JOHNSON (ext. 4508) | (909) 597-1821
9609 | DOC | California Medical Facility (CMF) |  |  |  | CAT 3408 S/N 78Z02745 | Diesel | Caterpillar | 3408 | 500 | 500 |  |  | 1600 California Dr. PO Box 2000 | Vacaville | 95696-2000 | Jim Kelly (ext. 6551) | (707) 448-6841
9612 | DOC | California Men's Colony (CMC) |  |  |  | CAT 3412 S/N 81205563 | Diesel | Caterpillar | 3412 | 500 | 500 |  |  | Highway 1 PO Box 8101 | San Luis Obispo | 93409-8101 | Tim Hickman (ext. 7930) | (805) 547-7900
9618 | DOC | California State Prison, Los Angeles County (LAC) |  |  |  | CAT 3516 S/N 4XF00388 | Diesel | Caterpillar | 3516 | 2000 | 2000 |  |  | 44750 60th Street West | Lancaster | 93536-7620 | Mak Mimaki(ext. 7302) | (661) 729-2000
9619 | DOC | California State Prison, Los Angeles County (LAC) |  |  |  | CAT 3516 S/N 4XF00389 | Diesel | Caterpillar | 3516 | 2000 | 2000 |  |  | 44750 60th Street West | Lancaster | 93536-7620 | Mak Mimaki(ext. 7302) | (661) 729-2000
9620 | DOC | California State Prison, San Quentin |  |  |  | CAT 3516 S/N 25204585 | Diesel | Caterpillar | 3516 | 2000 | 2000 |  |  |  | San Quentin | 94964 | Jack West (ext. 5078) | (415) 454-1460
9621 | DOC | California State Prison, San Quentin |  |  |  | CAT 3516 S/N 25204590 | Diesel | Caterpillar | 3516 | 2000 | 2000 |  |  |  | San Quentin | 94964 | Jack West (ext. 5078) | (415) 454-1460
9631 | DOC | Chuckawalla Valley State Prison (CVSP) |  |  |  | CAT 3512 S/N 24702133 | Diesel | Caterpillar | 3512 | 1000 | 1000 |  |  | 19025 Wiley's Well Road PO Box 2289 | Blythe | 92226 | Dave Husky | (619) 922-5300
9632 | DOC | Chuckawalla Valley State Prison (CVSP) |  |  |  | CAT 3512 S/N 24702135 | Diesel | Caterpillar | 3512 | 1000 | 1000 |  |  | 19025 Wiley's Well Road PO Box 2289 | Blythe | 92226 | Dave Husky | (619) 922-5300
9633 | DOC | Deuel Vocational Institution (DVI) |  |  |  | CAT 3516 S/N 4XF00590 | Diesel | Caterpillar | 3516 | 2000 | 2000 |  |  | 23500 Kasson Road PO Box 400 | Tracy | 95378-0400 | Gene Clingman | (209) 835-4141x5855
9634 | DOC | High Desert State Prison (HDSP) |  |  |  | CAT 3516 S/N 25Z03812 | Diesel | Caterpillar | 3516 | 2000 | 2000 |  |  | 475-750 Rice Canyon Road | Susanville | 96128 | Doug LOONY (ext. 5051) | (530) 251-5100
9635 | DOC | High Desert State Prison (HDSP) |  |  |  | CAT 3516 S/N 25Z03808 | Diesel | Caterpillar | 3516 | 2000 | 2000 |  |  | 475-750 Rice Canyon Road | Susanville | 96128 | Doug LOONY (ext. 5051) | (530) 251-5100
9636 | DOC | High Desert State Prison (HDSP) |  |  |  | CAT 3516 S/N 25Z03805 | Diesel | Caterpillar | 3516 | 2000 | 2000 |  |  | 475-750 Rice Canyon Road | Susanville | 96128 | Doug LOONY (ext. 5051) | (530) 251-5100
9637 | DOC | High Desert State Prison (HDSP) |  |  |  | CAT 3516 S/N 25Z03810 | Diesel | Caterpillar | 3516 | 2000 | 2000 |  |  | 475-750 Rice Canyon Road | Susanville | 96128 | Doug LOONY (ext. 5051) | (530) 251-5100
9638 | DOC | High Desert State Prison (HDSP) |  |  |  | CAT 3406 S/N 4RG02289 | Diesel | Caterpillar | 3406 | 400 | 400 |  |  | 475-750 Rice Canyon Road | Susanville | 96128 | Doug LOONY (ext. 5051) | (530) 251-5100
9639 | DOC | High Desert State Prison (HDSP) |  |  |  | CAT 3406 S/N 4RG02262 | Diesel | Caterpillar | 3406 | 400 | 400 |  |  | 475-750 Rice Canyon Road | Susanville | 96128 | Doug LOONY (ext. 5051) | (530) 251-5100
9640 | DOC | Ironwood State Prison (ISP) |  |  |  | CAT 3516 S/N 2ED01053 | Diesel | Caterpillar | 3516 | 2000 | 2000 |  |  | PO Box 2229 | Blythe | 92226 | Buck Marshall (ext. 6913) | (619) 921-3000
9641 | DOC | Ironwood State Prison (ISP) |  |  |  | CAT 3516 S/N 2ED01049 | Diesel | Caterpillar | 3516 | 2000 | 2000 |  |  | PO Box 2229 | Blythe | 92226 | Buck Marshall (ext. 6913) | (619) 921-3000
9642 | DOC | Ironwood State Prison (ISP) |  |  |  | Detroit V8 S/N 332207 | Diesel | Detroit Diesel | V8 | 350 | 350 |  |  | PO Box 2229 | Blythe | 92226 | Buck Marshall (ext. 6913) | (619) 921-3000
9643 | DOC | Ironwood State Prison (ISP) |  |  |  | Detroit V8 S/N 332212 | Diesel | Detroit Diesel | V8 | 350 | 350 |  |  | PO Box 2229 | Blythe | 92226 | Buck Marshall (ext. 6913) | (619) 921-3000
9647 | DOC | Pelican Bay State Prison |  |  |  | CAT 3512 S/N 6NA01464 | Diesel | Caterpillar | 3512 | 1000 | 1000 |  |  | 5905 Lake Earl Drive PO Box 7000 | Crescent City | 95531-7000 | Mike (ext. 7376) | (707) 465-1000
9648 | DOC | Pelican Bay State Prison |  |  |  | CAT 3512 S/N 6NA01463 | Diesel | Caterpillar | 3512 | 1000 | 1000 |  |  | 5905 Lake Earl Drive PO Box 7000 | Crescent City | 95531-7000 | Mike (ext. 7376) | (707) 465-1000
9650 | DOC | Richard J. Donovan Correctional Facility |  |  |  | CAT 3516 S/N 24701662 | Diesel | Caterpillar | 3516 | 2000 | 2000 |  |  | 480 Alta Road | San Diego | 92179 | Dave Cavendar (ext. 7840) | (619) 661-6500
9651 | DOC | Richard J. Donovan Correctional Facility |  |  |  | Detroit 92 S/N 06VF221173 | Diesel | Detroit Diesel | 926 | 600 | 600 |  |  | 480 Alta Road | San Diego | 92179 | Dave Caurwdar (ext. 7840) | (619) 661-6500
9652 | DOC | Sierra Conservation Center |  |  |  | Detroit V20 S/N 369-403 | Diesel | Detroit Diesel | V20 | 1000 | 1000 |  |  | 5100 O'Byrnes Ferry Road PO Box 497 | Jamestown | 95327 | Doug Louie (ext. 5051) | (209) 984-5291
9653 | DOC | Sierra Conservation Center |  |  |  | Detroit V12 S/N SH3299475 | Diesel | Detroit Diesel | V12 | 500 | 500 |  |  | 5100 O'Byrnes Ferry Road PO Box 497 | Jamestown | 95327 | Doug Louie (ext. 5051) | (209) 984-5291
9654 | DOC | Wasco State Prison |  |  |  | Detroit 6 cyl S/N 06R0461528 | Diesel | Detroit Diesel | V6 | 300 | 300 |  |  | 701 Scofield Avenue PO Box 8800 | Wasco | 93280-8800 | Mike Kurger (ext. 5840) | (805) 758-8400
9700 | VRZ | VERIZON-AZUSA C.O. |  |  | D09352 | CUMMINS NT-855, S/N: B850748604, 300 KW | N/A | Cummins | NT-855 | 300 | 300 |  |  | 606 N AZUSA AV | AZUSA | 91702 | Martin Gilmore | (562) 627-0186
9701 | VRZ | VERIZON-CAMARILLO C.O. |  |  |  | CATERPILLAR 3508, S/N: 23Z00451, 700 KW | N/A | Caterpillar | 3508 | 700 | 700 |  |  | 360 ARNEILL RD | CAMARILLO | 93010 | Martin Gilmore | (562) 627-0186
9703 | VRZ | VERIZON-CRESTLINE C.O. |  |  | D06555 | CATERPILLAR 3406-B, S/N: 6BA02987, 300 KW | N/A | Caterpillar | 3406-B | 300 | 300 |  |  | 946 FERN DR | CRESTLINE | 92407 | Martin Gilmore | (562) 627-0186
9704 | VRZ | VERIZON-IMPERIAL C.O. |  |  | D15141 | DETROIT DIESEL 8V92, S/N: EM74303, 300 KW | N/A | Detroit Diesel | 8V-92 | 300 | 300 |  |  | 9637 IMPERIAL | DOWNEY | 90241 | Martin Gilmore | (562) 627-0186
9705 | VRZ | VERIZON-GILROY C.O. |  |  |  | CATERPILLAR 3412, S/N: 5WA11046, 500 KW | N/A | Caterpillar | 3412 | 500 | 500 |  |  | 7578 EIGLEBERRY | GILROY | 95020 | Martin Gilmore | (562) 627-0186
9706 | VRZ | VERIZON-GLENDORA C.O. |  |  | F32871 | CUMMINS VTA-12700-G3, S/N: C770215167, 400 KW | N/A | Cummins | VTA-12700-G3 | 400 | 400 |  |  | 252 S GLENDORA | GLENDORA | 91741 | Martin Gilmore | (562) 627-0186
9707 | VRZ | VERIZON-ELLWOOD C.O. |  |  |  | CUMMINS VTA-1710-GS, S/N: JN90830, 500 KW | N/A | Cummins | VTA-1710-GS | 500 | 500 |  |  | 75 S. ELLWOOD STATION RD. | GOLETA | 93117 | Martin Gilmore | (562) 627-0186
9708 | VRZ | VERIZON-GOLETA C.O. |  |  |  | CATERPILLAR 3508, S/N: 6NA00612, 750 KW | N/A | Caterpillar | 3508 | 750 | 750 |  |  | 4990 HOLLISTER AVE | GOLETA | 93111 | Martin Gilmore | (562) 627-0186
9709 | VRZ | VERIZON-GOLETA T.O. |  |  |  | CATERPILLAR , S/N: N/A, 400 KW | N/A | Caterpillar | N/A | 400 | 400 |  |  | 454 S PATTERSON AVE | GOLETA | 93111 | Martin Gilmore | (562) 627-0186
9710 | VRZ | VERIZON-REDONDO BEACH C.O. |  |  | F32083 | CATERPILLAR 3412, S/N: MH3009566, 500 KW | N/A | Caterpillar | 3412 | 500 | 500 |  |  | 102 PACIFIC COAST HWY | HERMOSA BEACH | 90254 | Martin Gilmore | (562) 627-0186
9712 | VRZ | VERIZON-INDIO EAX |  |  |  | CATERPILLAR 3412, S/N: B78929731, 500 KW | N/A | Caterpillar | 3412 | 500 | 500 |  |  | 45500 JACKSON ST | INDIO | 92203 | Martin Gilmore | (562) 627-0186
9713 | VRZ | VERIZON-ALISO RSU |  |  | D94661 | CATERPILLAR D343, S/N: N/A, 300 KW | N/A | Caterpillar | D343 | 300 | 300 |  |  | 31092 PACIFIC COAST HWY | LAGUNA BEACH | 92629 | Martin Gilmore | (562) 627-0186
9714 | VRZ | VERIZON-ARROWHEAD C.O. |  |  | D06557 | CATERPILLAR 3406-BDI, S/N: 6BA02986, 300 KW | N/A | Caterpillar | 3406-BDI | 300 | 300 |  |  | 27316 STATE HWY 189 | LAKE ARROWHEAD | 92407 | Martin Gilmore | (562) 627-0186
9715 | VRZ | VERIZON-LOMPOC C.O. |  |  |  | DETROIT DIESEL 16V-71, S/N: 1-C-74, 400 KW | N/A | Detroit Diesel | 16V-71 | 400 | 400 |  |  | 205 W PINE AVE | LOMPOC | 93436 | Martin Gilmore | (562) 627-0186
9716 | VRZ | VERIZON-LONG BEACH TOLL |  |  | D81977 | CATERPILLAR 3516-STD, S/N: 4XF00527, 2,000 KW | N/A | Caterpillar | 3516 STD | 2000 | 2000 |  |  | 5077 E LEW DAVIS | LONG BEACH | 90815 | Martin Gilmore | (562) 627-0186
9717 | VRZ | VERIZON-LAKEWOOD C.O. |  |  | F21331 | CATERPILLAR 3412, S/N: 5NA03430, 500 KW | N/A | Caterpillar | 3412 | 500 | 500 |  |  | 3965 CLARK AVE | LONG BEACH | 90808 | Martin Gilmore | (562) 627-0186
9718 | VRZ | VERIZON-BUNDY C.O. |  |  |  | CATERPILLAR 3508, S/N: 9EN00557, 750 KW | N/A | Caterpillar | 3508 | 750 | 750 |  |  | 1450 S BUNDY DR | LOS ANGELES | 90025 | Martin Gilmore | (562) 627-0186
9719 | VRZ | VERIZON-UNIVERSITY C.O.#2 |  |  |  | CATERPILLAR 3412DI, S/N: 54BH3265, 400 KW | N/A | Caterpillar | 3412DI | 400 | 400 |  |  | 1041 TIVERTON | LOS ANGELES | 90024 | Martin Gilmore | (562) 627-0186
9720 | VRZ | VERIZON-MONTEBELLO C.O. |  |  |  | CUMMINS VTA-28-GS2, S/N: B890203997, 600 KW | N/A | Cummins | VTA28-GS2 | 600 | 600 |  |  | 15 MONTEBELLO WAY | LOS GATOS | 95030 | Martin Gilmore | (562) 627-0186
9721 | VRZ | VERIZON-BLOSSOM HILL C.O. |  |  |  | DETROIT DIESEL 12V92T 81237305, S/N: KE-8862-02, 500 KW | N/A | Detroit Diesel | 8123-7305 | 500 | 500 |  |  | 15900 LOS GATOS BLVD | LOS GATOS | 95032 | Martin Gilmore | (562) 627-0186
9722 | VRZ | VERIZON-LOS SERRANOS C.O. |  |  | D15379 | CUMMINS NTA-855-G1, S/N: 153547/2, 300 KW | N/A | Cummins | NTA855-G1 | 300 | 300 |  |  | 15636 POMONA RINCON | LOS SERRANOS | 91709 | Martin Gilmore | (562) 627-0186
9723 | VRZ | VERIZON-ZUMA C.O. |  |  | D15153 | CATERPILLAR 3406, S/N: 6BA01816, 300 KW | N/A | Caterpillar | 3406 | 300 | 300 |  |  | 29245 HEATHERCLIFF | MALIBU | 90265 | Martin Gilmore | (562) 627-0186
9724 | VRZ | VERIZON-MANTECA C.O. |  |  |  | CUMMINS NAPA3116, S/N: 38S2691, 625 KW | N/A | Cummins | NAPA3116 | 625 | 625 |  |  | 430 W CENTER ST | MANTECA | 95336 | Martin Gilmore | (562) 627-0186
9725 | VRZ | VERIZON-DEL REY C.O. |  |  |  | DETROIT DIESEL 8163-7406, S/N: 16VF014876, 750 KW | N/A | Detroit Diesel | 8163-7406 | 750 | 750 |  |  | 13246 FIJI WY | MARINA DEL REY | 90292 | Martin Gilmore | (562) 627-0186
9727 | VRZ | VERIZON-MORGAN HILL C.O. |  |  |  | DETROIT DIESEL 16V71, S/N: SA66957ZF, 400 KW | N/A | Detroit Diesel | 16V71 | 400 | 400 |  |  | 20 W SECOND ST | MORGAN HILL | 95037 | Martin Gilmore | (562) 627-0186
9728 | VRZ | VERIZON-MURRIETA C.O. |  |  | D11591 | CUMMINS KTA-19-G1, S/N: D880109957, 350 KW | N/A | Cummins | KTA19-G1 | 350 | 350 |  |  | 24961 WASHINGTON | MURRIETA | 92264 | Martin Gilmore | (562) 627-0186
9729 | VRZ | VERIZON-MUSCOY C.O. |  |  | D15380 | CUMMINS KT-1150-G, S/N: N/A, 300 KW | N/A | Cummins | KT1150-G | 300 | 300 |  |  | 3388 CAJON BL | MUSCOY | 92407 | Martin Gilmore | (562) 627-0186
9730 | VRZ | VERIZON-NEWBURY PARK C.O. |  |  |  | CATERPILLAR 3412, S/N: 58BH3193, 500 KW | N/A | Caterpillar | 3412 | 500 | 500 |  |  | 670 LAWRENCE DR | NEWBURY PARK | 91320 | Martin Gilmore | (562) 627-0186
9731 | VRZ | VERIZON-NEWBURY PARK S.S. |  |  |  | CATERPILLAR 3412, S/N: 81204886, 500 KW | N/A | Caterpillar | 3412 | 500 | 500 |  |  | 851 LAWRENCE DRIVE | NEWBURY PARK | 91320 | Martin Gilmore | (562) 627-0186
9732 | VRZ | VERIZON-NEWBURY PARK BILLING CENTER |  |  |  | CATERPILLAR 3512-DI, S/N: N/A, 1,500 KW | N/A | Caterpillar | 3512 DI | 1500 | 1500 |  |  | 1850 VENTU PARK RD | NEWBURY PARK | 91320 | Martin Gilmore | (562) 627-0186
9733 | VRZ | VERIZON-NOVATO C.O. |  |  |  | CATERPILLAR 3406-B, S/N: 6BA03569, 300 KW | N/A | Caterpillar | 3406-B | 300 | 300 |  |  | 911 DIABLO AVE | NOVATO | 94947 | Martin Gilmore | (562) 627-0186
9734 | VRZ | VERIZON-ONTARIO C.O. |  |  | M51362 | CUMMINS KTA-2300-G, S/N: B780300966, 750 KW | N/A | Cummins | KTA2300-G | 750 | 750 |  |  | 207 W. D ST | ONTARIO | 91710 | Martin Gilmore | (562) 627-0186
9735 | VRZ | VERIZON-EL RIO C.O. |  |  |  | CATERPILLAR 3412, S/N: 54BH4283, 400 KW | N/A | Caterpillar | 3412 | 400 | 400 |  |  | 1630 VENTURA BL | OXNARD | 93010 | Martin Gilmore | (562) 627-0186
9736 | VRZ | VERIZON-OXNARD MEGA CENTER |  |  |  | CATERPILLAR 3516, S/N: 65A02092, 1,750 KW | N/A | Caterpillar | 3516 | 1750 | 1750 |  |  | 1800 SOLAR | OXNARD | 93030 | Martin Gilmore | (562) 627-0186
9737 | VRZ | VERIZON-MANTILLA C.O. |  |  |  | DETROIT DIESEL 16V71, S/N: 7J73, 400 KW | N/A | Detroit Diesel | 16V71 | 400 | 400 |  |  | 2700 WOOLEY RD | OXNARD | 93030 | Martin Gilmore | (562) 627-0186
9738 | VRZ | VERIZON-OXNARD C.O. |  |  |  | CATERPILLAR 3508, S/N: 6NA00738, 750 KW | N/A | Caterpillar | 3508 | 750 | 750 |  |  | 900 S. "C" STREET | OXNARD | 93030 | Martin Gilmore | (562) 627-0186
9739 | VRZ | VERIZON-PACIFIC PALISADES C.O. |  |  |  | CATERPILLAR 3412-DI, S/N: 81Z00788, 520 KW | N/A | Caterpillar | 3412 DI | 520 | 520 |  |  | 15256 LA CRUZ | PACIFIC PALISADES | 90272 | Martin Gilmore | (562) 627-0186
9740 | VRZ | VERIZON-HASTINGS RSU |  |  | D14940 | CUMMINS NTA-855-GS, S/N: B870876769, 300 KW | N/A | Cummins | NTA855-GS | 300 | 300 |  |  | 390 ROSEMEAD | PASADENA | 91107 | Martin Gilmore | (562) 627-0186
9741 | VRZ | VERIZON-PERRIS C.O. |  |  | M51363 | MITSUBISHI S12N-PT, S/N: NJ3085481, 750 KW | N/A | Mitsubishi | S12N-PT | 750 | 750 |  |  | 120 E 3RD ST | PERRIS | 91719 | Martin Gilmore | (562) 627-0186
9742 | VRZ | VERIZON-ROLLING HILLS C.O. |  |  |  | CATERPILLAR 3412, S/N: FH945302, 500 KW | N/A | Caterpillar | 3412 | 500 | 500 |  |  | 5841 CREST RD | RANCHO PALOS VERDES | 90274 | Martin Gilmore | (562) 627-0186
9744 | VRZ | VERIZON-RIDGECREST C.O. |  |  | 415015 | CUMMINS 3412, S/N: 81222851, 500 KW | N/A | Cummins | 3412 | 500 | 500 |  |  | 520 S CHINA LAKE BLVD | RIDGECREST | 93555 | Martin Gilmore | (562) 627-0186
9745 | VRZ | VERIZON-MARSHALL C.O. |  |  |  | CATERPILLAR 3412, S/N: 81Z05935, 500 KW | N/A | Caterpillar | 3412 | 500 | 500 |  |  | 3116 NORTH 'E' STREET | SAN BERNARDINO | 92404 | Martin Gilmore | (562) 627-0186
9746 | VRZ | VERIZON-SAN BERNARDINO RSU |  |  | D10688 | CATERPILLAR 3412, S/N: 54BH3146, 420 KW | N/A | Caterpillar | 3412 | 420 | 420 |  |  | 1245 S WATERMAN | SAN BERNARDINO | 92408 | Martin Gilmore | (562) 627-0186
9747 | VRZ | VERIZON-SAN DIMAS C.O. |  |  | D15144 | CATERPILLAR 3406, S/N: 2WB2999, 300 KW | N/A | Caterpillar | 3406 | 300 | 300 |  |  | 165 MONTE VISTA | SAN DIMAS | 91773 | Martin Gilmore | (562) 627-0186
9748 | VRZ | VERIZON-LAS POSITAS C.O. |  |  |  | DETROIT DIESEL 12V71, S/N: 504618-R8, 400 KW | N/A | Detroit Diesel | 12V-71 | 400 | 400 |  |  | 3630 STATE ST | SANTA BARBARA | 93105 | Martin Gilmore | (562) 627-0186
9749 | VRZ | VERIZON-SANTA BARBARA C.O. |  |  |  | CATERPILLAR 3512-STD, S/N: 6PA02018, 1,250 KW | N/A | Caterpillar | 3512 STD | 1250 | 1250 |  |  | 101 W CANON PERDIDO | SANTA BARBARA | 93101 | Martin Gilmore | (562) 627-0186
9750 | VRZ | VERIZON-SANTA MARIA C.O. |  |  |  | DETROIT DIESEL 12V92, S/N: 3043198, 500 KW | N/A | Detroit Diesel | 12V-92 | 500 | 500 |  |  | 200 W CHURCH ST | SANTA MARIA | 93454 | Martin Gilmore | (562) 627-0186
9751 | VRZ | VERIZON-SANTA PAULA C.O. |  |  |  | CATERPILLAR 3406-B, S/N: BA02928, 300 KW | N/A | Caterpillar | 3406-B | 300 | 300 |  |  | 121 N OJAI ST | SANTA PAULA | 93060 | Martin Gilmore | (562) 627-0186
9752 | VRZ | VERIZON-SIERRA MADRE C.O. |  |  | D15145 | CUMMINS NTA-855, S/N: 153547/1, 300 KW | N/A | Cummins | NTA855 | 300 | 300 |  |  | 128 N BALDWIN | SIERRA MADRE | 91024 | Martin Gilmore | (562) 627-0186
9754 | VRZ | VERIZON-SUNLAND C.O. |  |  | D09338 | CUMMINS NTA-855-G2, S/N: C870877491, 300 KW | N/A | Cummins | NTA855-G2 | 300 | 300 |  |  | 8000 FOOTHILL | SUNLAND | 91040 | Martin Gilmore | (562) 627-0186
9755 | VRZ | VERIZON-SYLMAR C.O. |  |  | D09340 | CATERPILLAR 3406-DITA, S/N: 6BA01577, 300 KW | N/A | Caterpillar | 3406-DITA | 300 | 300 |  |  | 14385 POLK ST | SYLMAR | 91342 | Martin Gilmore | (562) 627-0186
9756 | VRZ | VERIZON-TAFT C.O. |  |  | S-2581-2-0 | CUMMINS NS-743PG320, S/N: I269183704, 300 KW | N/A | Cummins | NS-743PG320 | 300 | 300 |  |  | 314 MAIN ST | TAFT | 93268 | Martin Gilmore | (562) 627-0186
9757 | VRZ | VERIZON-CONEJO C.O. |  |  |  | CATERPILLAR 3406, S/N: 6BA02085, 300 KW | N/A | Caterpillar | 3406 | 300 | 300 |  |  | 2949 MOORPARK | THOUSAND OAKS | 91360 | Martin Gilmore | (562) 627-0186
9758 | VRZ | VERIZON-THOUSAND OAKS C.O. |  |  |  | CATERPILLAR BF584, S/N: 3M500170, 1,250 KW | N/A | Caterpillar | BF584 | 1250 | 1250 |  |  | 1204 E THOUSAND OAKS BLVD | THOUSAND OAKS | 91360 | Martin Gilmore | (562) 627-0186
9759 | VRZ | VERIZON-THOUSAND OAKS T.O. |  |  |  | CATERPILLAR 3406, S/N: 9G300484, 350 KW | N/A | Caterpillar | 3406 | 350 | 350 |  |  | 50 S. PARKER | THOUSAND OAKS | 91360 | Martin Gilmore | (562) 627-0186
9760 | VRZ | VERIZON-LAKEVIEW ANNEX |  |  |  | CATERPILLAR 3508, S/N: 23Z0782, 750 KW | N/A | Caterpillar | 3508 | 750 | 750 |  |  | 112 LAKEVIEW CANYON ROAD | THOUSAND OAKS | 91362 | Martin Gilmore | (562) 627-0186
9761 | VRZ | VERIZON-TOPANGA C.O. |  |  | D11594 | CATERPILLAR 3406D1, S/N: 153548/01, 300 KW | N/A | Caterpillar | 3406DI | 300 | 300 |  |  | 156 TOPANGA CANYON | TOPANGA | 90290 | Martin Gilmore | (562) 627-0186
9762 | VRZ | VERIZON-TWENTY-NINE PALMS C.O. |  |  | E003606 | CATERPILLAR D343, S/N: 62B15388, 300 KW | N/A | Caterpillar | D343 | 300 | 300 |  |  | 6581 ADOBE RD | TWENTY-NINE PALMS | 92277 | Martin Gilmore | (562) 627-0186
9763 | VRZ | VERIZON-VICTORVILLE C.O. |  |  | E005077 | DETROIT DIESEL 9123-7416, S/N: 12V-149TIB, 1,250 KW | N/A | Detroit Diesel | 9123-7416 | 1250 | 1250 |  |  | 16461 MOJAVE DR - BLDG A | VICTORVILLE | 92392 | Martin Gilmore | (562) 627-0186
9764 | VRZ | VERIZON-WHITWOOD C.O. |  |  |  | CATERPILLAR 3412, S/N: 81Z5641, 500 KW | N/A | Caterpillar | 3412 | 500 | 500 |  |  | 11024 FIRST AV | WHITTIER | 90603 | Martin Gilmore | (562) 627-0186